## Sheet1
QQ：543060174/327814406 | 咨询电话:010-61272284 400-090-1985 | 网址：http://www.stdbook.org | E-MAIL：gwbz@263.net
标准号 | 中文名 | 英文名 | 状态
YY/T 1712-2021 | 采用机器人技术的辅助手术设备和辅助手术系统 |  | 正常
YY 9706.240-2021 | 医用电气设备 第2-40部分:肌电及诱发反应设备的基本安全和基本性能专用要求 |  | 正常
YY 9706.220-2021 | 医用电气设备 第2-20部分:婴儿转运培养箱的基本安全和基本性能专用要求 |  | 正常
ISO/TR 20514-2005 | 健康信息学.电子健康记录.定义、范围和内容 | Health informatics - Electronic health record - Definition, scope and context | 正常
ISO 80601-2-72-2015 | 医疗电气设备. 第2-72部分: 对呼吸机依赖患者的家庭医疗保健环境通风机基本安全和基本性能的特殊要求 | Medical electrical equipment - Part 2-72: Particular requirements for basic safety and essential performance of home healthcare environment ventilators for ventilator-dependent patients | 正常
ISO 11318-2002 | 心脏除颤器.可植入心脏除颤器联结器系统DF-1.尺寸和试验要求 | Cardiac defibrillators - Connector assembly DF-1 for implantable defibrillators - Dimensional and test requirements | 正常
ISO 18812-2003 | 医疗信息学.医用分析仪与实验室信息系统的接口.使用说明文件 | Health informatics - Clinical analyser interfaces to laboratory information systems - Use profiles | 正常
ISO 80601-2-61-2017 | 医疗电气设备.第2-61部分:脉动光电血氧计设备的基础安全性和基本性能详细要求 | Medical electrical equipment - Part 2-61: Particular requirements for basic safety and essential performance of pulse oximeter equipment | 正常
ISO/IEEE 11073-10441-2015 | 健康信息学. 个人保健装置通信. 第10441部分: 装置专业化. 心血管机能和活动监控 | Health informatics - Personal health device communication - Part 10441: Device specialization - Cardiovascular fitness and activity monitor | 正常
ISO/IEEE 11073-10442-2015 | 健康信息学. 个人保健装置通信. 第10442部分: 装置专业化. 力量健身器材 | Health informatics - Personal health device communication - Part 10442: Device specialization - Strength fitness equipment | 正常
ISO 11197-2016 | 医用配供装置 | Medical supply units | 正常
ISO 80601-2-74-2017 | 医疗电气设备. 第2-74部分: 呼吸加湿器基本安全和基本性能的详细要求 | Medical electrical equipment - Part 2-74: Particular requirements for basic safety and essential performance of respiratory humidifying equipment | 正常
ISO 80601-2-67-2014 | 医疗电气设备. 第2-67部分: 氧保存设备的基本安全和基本性能的详细要求 | Medical electrical equipment - Part 2-67: Particular requirements for basic safety and essential performance of oxygen-conserving equipment | 正常
ISO 80601-2-69-2014 | 医疗电气设备. 第2-69部分: 氧浓缩设备的基本安全和基本性能的详细要求 | Medical electrical equipment - Part 2-69: Particular requirements for basic safety and essential performance of oxygen concentrator equipment | 正常
ISO 16571-2014 | 对医疗设备产生的羽流进行疏散的系统 | Systems for evacuation of plume generated by medical devices | 正常
ISO 15197-2013 | 体外诊断试验系统.糖尿病症管理中自测用血糖监测系统的要求 | In vitro diagnostic test systems - Requirements for blood-glucose monitoring systems for self-testing in managing diabetes mellitus | 正常
NF C74-393-2019 | 医疗电气设备. 第2-40部分: 肌电诱发电位系统基本安全和基本性能的详细要求 | Medical electrical equipment - Part 2-40 : particular requirements for the basic safety and essential performance of electromyographs and evoked response equipment | 正常
NF S95-186-2-61-2019 | 医用电气设备. 第2-61部分: 脉搏血氧仪设备的基本安全和基本性能的特殊要求 | Medical electrical equipment - Part 2-61 : particular requirements for basic safety and essential performance of pulse oximeter equipment | 正常
NF S95-186-2-61-2019 | 医用电气设备. 第2-61部分: 脉搏血氧仪设备的基本安全和基本性能的特殊要求 | Medical electrical equipment - Part 2-61 : particular requirements for basic safety and essential performance of pulse oximeter equipment | 正常
NF C74-393-2019 | 医疗电气设备. 第2-40部分: 肌电诱发电位系统基本安全和基本性能的详细要求 | Medical electrical equipment - Part 2-40 : particular requirements for the basic safety and essential performance of electromyographs and evoked response equipment | 正常
JIS T60601-2-63-2019 | 医疗电气设备. 第2-63部分: 牙科口腔外X射线设备基本安全性和基础性能详细要求 | Medical electrical equipment -- Part 2-63: Particular requirements for the basic safety and essential performance of dental extra-oral X-ray equipment | 正常
JIS T60601-2-65-2019 | 医疗电气设备. 第2-65部分: 牙科口腔内X射线设备基本安全性和基础性能详细要求 | Medical electrical equipment -- Part 2-65: Particular requirements for the basic safety and essential performance of dental intra-oral X-ray equipment | 正常
YY/T 1635-2018 | 多道生理记录仪 |  | 正常
EN ISO 80601-2-55-2018 | 医用电气设备.第2-55部分:呼吸气体监测器的基本安全和基本性能专用要求(ISO 80601-2-55-2018); 德文版本 EN ISO 80601-2-55-2018 | Medical electrical equipment - Part 2-55: Particular requirements for the basic safety and essential performance of respiratory gas monitors (ISO 80601-2-55:2018); German version EN ISO 80601-2-55:2018 | 正常
DIN EN ISO 80601-2-55-2018 | 医用电气设备.第2-55部分:呼吸气体监测器的基本安全和基本性能专用要求(ISO 80601-2-55-2018); 德文版本 EN ISO 80601-2-55-2018 | Medical electrical equipment - Part 2-55: Particular requirements for the basic safety and essential performance of respiratory gas monitors (ISO 80601-2-55:2018); German version EN ISO 80601-2-55:2018 | 正常
BS EN ISO 80601-2-55-2018 | 医疗电气设备. 呼吸气体监测器的基本安全和主要性能的专用要求 | Medical electrical equipment. Particular requirements for the basic safety and essential performance of respiratory gas monitors | 正常
DIN EN ISO 80601-2-56-2018 | 医疗电气设备.第2-56部分:测量体温用临床温度计的基本安全和基本性能的详细要求(ISO 80601-2-56-2017);德文版本EN ISO 80601-2-56-2017 | Medical electrical equipment - Part 2-56: Particular requirements for basic safety and essential performance of clinical thermometers for body temperature measurement (ISO 80601-2-56:2017); German version EN ISO 80601-2-56:2017 | 正常
DIN IEC/IEEE 61850-9-3-2018 | 电力事业自动化通信网络和系统.第9-3部分:电力事业自动化的精确时间协议配置文件(IEC/IEEE 61850-9-3-2016) | Communication networks and systems for power utility automation - Part 9-3: Precision time protocol profile for power utility automation (IEC/IEEE 61850-9-3:2016) | 正常
EN ISO 80601-2-56-2017 | 医疗电气设备.第2-56部分:测量体温用临床温度计的基本安全和基本性能的详细要求(ISO 80601-2-56-2017);德文版本EN ISO 80601-2-56-2017 | Medical electrical equipment - Part 2-56: Particular requirements for basic safety and essential performance of clinical thermometers for body temperature measurement (ISO 80601-2-56:2017); German version EN ISO 80601-2-56:2017 | 正常
IEC 60601-2-76-2018 | 医疗电气设备.第2-76部分:低能电离气体止血设备基本安全和基本性能的详细要求 | Medical electrical equipment - Part 2-76: Particular requirements for the basic safety and essential performance of low energy ionized gas haemostasis equipment | 正常
IEC 80601-2-49-2018 | 医用电气设备.第2-49部分:多功能病人监测设备的基本安全性和必要性能的详细要求 | Medical electrical equipment - Part 2-49: Particular requirements for the basic safety and essential performance of multifunction patient monitoring equipment | 正常
JIS T0601-2-24-2018 | 医用电气设备.第2-24部分:输液泵和控制器的基本安全和基本性能的特殊要求 | Medical electrical equipment -- Part 2-24: Particular requirements for the basic safety and essential performance of infusion pumps and controllers | 正常
SN/T 1672.3-2005 | 进出口医用设备检验规程 第3部分:经颅多普勒血液分析仪 | Rules for the inspection of medical equipment for import and export --Part 3: Transcranical Doppler blood flow analyzer | 正常
JB/T 5230-1991 | 生理记录仪通用技术条件 | General technical conditions for physiological recorder | 正常
BS EN 60601-2-16-2015 | 医疗电气设备. 血液透析, 血液透析滤过和血液滤过设备基本安全和基本性能的特殊要求 | Medical electrical equipment. Particular requirements for the basic safety and essential performance of haemodialysis, haemodiafiltration and haemofiltration equipment | 正常
BS EN 60601-2-27-2014 | 医疗电气设备. 心电监测设备基本安全和基本性能的特殊要求 | Medical electrical equipment. Particular requirements for the basic safety and essential performance of electrocardiographic monitoring equipment | 正常
BS EN 60601-2-34-2014 | 医疗电气设备. 侵入性血压监测设备基本安全和基本性能的特殊要求 | Medical electrical equipment. Particular requirements for the basic safety and essential performance of invasive blood pressure monitoring equipment | 正常
BS EN ISO 11073-10102-2014 | 健康信息学. 床旁检测医疗设备通信. 命名. 带注释的心电图 | Health informatics. Point-of-care medical device communication. Nomenclature. Annotated ECG | 正常
BS EN 60601-1-3-2008+A1-2013 | 医疗电气设备. 基本安全和基本性能的一般要求. 副标准. X射线诊断设备的辐射保护 | Medical electrical equipment. General requirements for basic safety and essential performance. Collateral Standard. Radiation protection in diagnostic X-ray equipment | 正常
BS EN ISO 11073-10407-2011 | 健康信息学.个人健康设备通信.专门化设备.血压监护仪 | Health informatics. Personal health device communication. Device specialization. Blood pressure monitor | 正常
BS EN ISO 11073-10420-2012 | 健康信息学.个人保健装置通信设备专门化.身体成分分析仪 | Health informatics. Personal health device communication Device specialization. Body composition analyzer | 正常
BS EN ISO 11073-10406-2013 | 健康信息学.个人健康装置通信.装置专门化.基本心电图仪(ECG)(1-至3-指针ECG) | Health informatics. Personal health device communication. Device specialization. Basic electrocardiograph (ECG) (1- to 3-lead ECG) | 正常
BS EN 60601-2-4-2011 | 医用电气设备.心脏除颤器基础安全和基本性能的特定要求 | Medical electrical equipment. Particular requirements for the basic safety and essential performance of cardiac defibrillators | 正常
BS EN 60601-2-29-2008+A11-2011 | 医疗电气设备.放射疗法模拟器基本安全性和必要性能的详细要求 | Medical electrical equipment. Particular requirements for the basic safety and essential performance of radiotherapy simulators | 正常
BS EN ISO 80601-2-55-2011 | 医疗电气设备. 呼吸气体监测器的基本安全和主要性能的专用要求 | Medical electrical equipment. Particular requirements for the basic safety and essential performance of respiratory gas monitors | 正常
BS EN 60601-2-10-2001 | 医疗电气设备.神经和肌肉刺激器的安全性详细要求 | Medical electrical equipment - Particular requirements for the safety of nerve and muscle stimulators | 正常
BS EN ISO 17511-2003 | 体外诊疗装置.生物样品的定量测量.校准仪和控制材料赋值的测量溯源性 | In vitro diagnostic medical devices - Measurement of quantities in biological samples - Metrological traceability of values assigned to calibrators and control materials | 正常
BS EN 60601-2-57-2011 | 医疗电气设备.用于治疗,诊断,监控和化妆/美学的非激光源设备的基本安全性和必要性能的特定要求 | Medical electrical equipment. Particular requirements for the basic safety and essential performance of non-laser light source equipment intended for therapeutic, diagnostic, monitoring and cosmetic/aesthetic use | 正常
BS EN 60601-2-9-1997 | 医用电气设备.安全性专门要求规范.用电连接辐射探测器进行放射治疗时病人使用剂量计的规范 | Medical electrical equipment. Particular requirements for safety. Specification for patient contact dosemeters used in radiotherapy with electrically connected radiation detectors | 正常
BS EN 60601-2-25-2015 | 医疗电气设备. 心电图仪基本安全和基本性能的特殊要求 | Medical electrical equipment. Particular requirements for the basic safety and essential performance of electrocardiographs | 正常
BS EN 60601-2-24-1998 | 医疗电气设备.详细安全性要求.输液泵和控制器的详细安全性要求 | Medical electrical equipment - Particular requirements for safety - Particular requirements for the safety of infusion pumps and controllers | 正常
BS EN 60601-2-40-1998 | 医疗电气设备.详细安全性要求.肌动电流描记仪和诱发反应设备规范 | Medical electrical equipment - Particular requirements for safety - Specification for electromyographs and evoked response equipment | 正常
BS EN 61168-1994 | 医用电气设备.性能的详细要求.放射治疗模拟器功能特性说明方法 | Medical electrical equipment - Particular requirements for performance - Methods of declaring functional performance characteristics of radiotherapy simulators | 正常
BS EN 60601-2-26-2003 | 医用电气设备.安全性详细要求.脑电描记器安全性详细要求 | Medical electrical equipment. Particular requirements for safety. Particular requirements for the safety of electroencephalographs | 正常
BS EN 60601-2-5-2001 | 医用电气设备.安全性详细要求.超声波物理治疗设备安全性详细要求 | Medical electrical equipment. Particular requirements for safety. Particular requirements for the safety of ultrasonic physiotherapy equipment | 正常
BS ISO 18190-2016 | 麻醉和呼吸器. 气道和相关设备的通用要求 | Anaesthetic and respiratory equipment. General requirements for airways and related equipment | 正常
BS EN 60601-2-3-2015 | 医疗电气设备. 短波治疗设备基本安全和基本性能的特殊要求 | Medical electrical equipment. Particular requirements for the basic safety and essential performance of short-wave therapy equipment | 正常
BS EN 60601-2-6-2015 | 医疗电气设备. 微波治疗设备基本安全和基本性能的特殊要求 | Medical electrical equipment. Particular requirements for the basic safety and essential performance of microwave therapy equipment | 正常
BS EN 60601-2-24-2015 | 医疗电气设备. 输液泵和控制器基本安全和基本性能的特殊要求 | Medical electrical equipment. Particular requirements for the basic safety and essential performance of infusion pumps and controllers | 正常
BS EN 60601-2-26-2015 | 医疗电气设备. 脑电描记器基本安全和基本性能的特殊要求 | Medical electrical equipment. Particular requirements for the basic safety and essential performance of electroencephalographs | 正常
BS EN 60601-2-10-2015 | 医疗电气设备. 神经和肌肉刺激器基本安全和基本性能的特殊要求 | Medical electrical equipment. Particular requirements for the basic safety and essential performance of nerve and muscle stimulators | 正常
BS EN 60601-2-62-2015 | 医疗电气设备. 高强度治疗性超声 (HITU) 设备基本安全和基本性能的特殊要求 | Medical electrical equipment. Particular requirements for the basic safety and essential performance of high intensity therapeutic ultrasound (HITU) equipment | 正常
BS EN 60601-2-47-2015 | 医疗电气设备. 动态心电图系统基本安全和基本性能的特殊要求 | Medical electrical equipment. Particular requirements for the basic safety and essential performance of ambulatory electrocardiographic systems | 正常
BS EN 60601-2-64-2015 | 医疗电气设备. 光离子束医疗电气设备基本安全和基本性能的特殊要求 | Medical electrical equipment. Particular requirements for the basic safety and essential performance of light ion beam medical electrical equipment | 正常
BS EN 60601-2-63-2015 | 医疗电气设备. 牙科口外X射线设备基本安全和基本性能的特殊要求 | Medical electrical equipment. Particular requirements for the basic safety and essential performance of dental extra-oral X-ray equipment | 正常
BS EN 60601-2-68-2015 | 医疗电气设备. 与电子加速器, 光离子束治疗设备以及放射性核素束治疗设备共同使用的基于X射线影像引导放射治疗设备基本安全和基本性能的特殊要求 | Medical electrical equipment. Particular requirements for the basic safety and essential performance of X-ray-based image-guided radiotherapy equipment for use with electron accelerators, light ion beam therapy equipment and radionuclide beam therapy equi | 正常
BS EN 60601-2-66-2015 | 医用电气设备.听力仪器和听力仪表系统基本安全和基本性能的详细要求 | Medical electrical equipment. Particular requirements for the basic safety and essential performance of hearing instruments and hearing instrument systems | 正常
BS EN 60601-2-18-2015 | 医疗电气设备. 内镜设备基本安全和基本性能的特殊要求 | Medical electrical equipment. Particular requirements for the basic safety and essential performance of endoscopic equipment | 正常
BS EN 60601-2-5-2015 | 医疗用电气设备.超声波物理治疗设备基本安全和主要性能的特殊要求 | Medical electrical equipment. Particular requirements for the basic safety and essential performance of ultrasonic physiotherapy equipment | 正常
BS EN 60601-2-49-2015 | 医疗用电气设备.多功能病人监测设备基本安全和主要性能的专门要求 | Medical electrical equipment. Particular requirements for the basic safety and essential performance of multifunction patient monitoring equipment | 正常
BS EN 60601-2-23-2015 | 医疗用电气设备.经皮分压监测设备基本安全和主要性能的特殊要求 | Medical electrical equipment. Particular requirements for the basic safety and essential performance of transcutaneous partial pressure monitoring equipment | 正常
BS 5682-2015 | 医疗供气系统用探测器和终端装置尺寸. 要求 | Dimensions of probes and terminal units for medical gas supply systems. Requirements | 正常
BS PD IEC/TR 60878-2015 | 医疗规程中电气设备的图形符号 | Graphical symbols for electrical equipment in medical practice | 正常
BS EN 60601-2-49-2001 | 医疗用电气设备.多功能病人监测设备安全的专门要求 | Medical electrical equipment - Particular requirements for safety - Particular requirements for the safety of multifunction patient monitoring equipment | 正常
BS ISO 17593-2007 | 临床实验室测试和体外医疗设备.口服抗凝血剂治疗自测用体外监测系统的要求 | Clinical laboratory testing and in vitro medical devices. Requirements for in vitro monitoring systems for self-testing of oral anticoagulant therapy | 正常
BS EN ISO 11073-30200-2006 | 健康信息学.床旁检测医疗设备通信.传输轮廓.连接电缆 | Health informatics - Point-of-care medical device communication - Transport profile - Cable connected | 正常
BS EN ISO 11073-10201-2006 | 健康信息学.床旁检测医疗设备通信.传输轮廓.域信息模式 | Health informatics - Point-of-care medical device communication - Domain information model | 正常
BS EN 60601-2-27-2006 | 医疗电气设备.第2-27部分:心电图监测设备的安全(包括基本性能)特殊要求 | Medical electricalequipment —Part 2-27: Particular requirements forthe safety, including essentialperformance, of electrocardiographicmonitoring equipment | 正常
BS ISO 11318-2002 | 心脏去纤颤器.可植入的心脏去纤颤器联结器组件DF-1.尺寸和试验要求 | Cardiac defibrillators - Connector assembly DF-1 for implantable defibrillators - Dimensions and test requirements | 正常
BS EN 60601-2-34-2001 | 医疗电气设备.安全性用特殊要求.直接血压监护设备安全性用特殊要求(包括基本性能) | Medical electrical equipment - Particular requirements for safety - Particular requirements for the safety, including essential performance, of invasive blood pressure monitoring equipment | 正常
BS EN ISO 18153-2003 | 体外诊疗装置.生物样品的定量测量.校准仪和控制系统指定酶的催化浓度的测量溯源性 | In vitro diagnostic medical devices - Measurement of quantities in biological samples - Metrological traceability of values for catalytic concentration of enzymes assigned to calibrators and control materials | 正常
BS EN 60601-2-23-2000 | 医疗电气设备.经皮分压监测设备的安全性用特殊要求(包括基本性能) | Medical electrical equipment - Particular requirements for the safety, including essential performance, of transcutaneous partial pressure monitoring equipment | 正常
BS 5724-2.15-1989 | 医用电气设备.第2部分:安全性专门要求.第15节:电容器放电X射线发生器规范 | Medical electrical equipment - Particular requirements for safety - Specification for capacitor discharge X-ray generators | 正常
BS EN 60601-2-47-2001 | 医用电气设备.安全性专门要求.流动心电图测试系统特定安全要求(包括基本性能) | Medical electrical equipment - Particular requirements for safety - Particular requirements for the safety, including essential performance, of ambulatory electrocardiographic systems | 正常
PD CR 14230-2001 | 管理数据交换用全球医疗设备命名 | Global medical device nomenclature for the purpose of regulatory data exchange | 正常
PD CR 13903-2001 | 吸入氧化氮疗法用的设备一般指南 | General guidance on the equipment used for inhaled nitric oxide therapy | 正常
BS EN 60601-2-25-1996 | 医疗电气设备.安全的特殊要求.心电图仪 | Medical electrical equipment - Particular requirements for safety - Specification for electrocardiographs | 正常
BS EN 60601-2-3-1993 | 医疗电气设备.特殊安全要求.短波治疗设备规范 | Medical electrical equipment. Particular requirements for safety. Specification for short-wave therapy equipment | 正常
EN 302537-2016 | 运行频段为401 MHz至402 MHz和405 MHz至406 MHz的超低功率医疗数据服务(MEDS)系统. 包含2014/53/EU指令第3.2条基本要求的协调标准(作为德国标准的英文版本EN 302 537 V2.1.1 (2016-10)核准) | Ultra Low Power Medical Data Service (MEDS) Systems operating in the frequency range 401 MHz to 402 MHz and 405 MHz to 406 MHz - Harmonised Standard covering the essential requirements of article 3.2 of the Directive 2014/53/EU (Endorsement of the English | 正常
EN 60601-1-10-2015 | 医疗电气设备.第1-10部分:基本安全和重要性能的通用要求.附属标准:理疗闭环控制器的开发要求(IEC 60601-1-10-2007+A1-2013).德文版本EN 60601-1-10-2008+A1-2015 | Medical electrical equipment - Part 1-10: General requirements for basic safety and essential performance - Collateral Standard: Requirements for the development of physiologic closed-loop controllers (IEC 60601-1-10:2007 + A1:2013); German version EN 60601-1-10:2008 + A1:2015 | 正常
EN 60601-2-18-2015 | 医疗电气设备.第2-18部分:内窥镜设备基本安全性和必要性能的详细要求(IEC 60601-2-18-2009).德文版本EN 60601-2-18-2015 | Medical electrical equipment - Part 2-18: Particular requirements for the basic safety and essential performance of endoscopic equipment (IEC 60601-2-18:2009); German version EN 60601-2-18:2015 | 正常
EN 60601-2-49-2015 | 医疗用电气设备.第2-49部分:多功能病人监测设备基本安全和主要性能的专门要求(IEC 60601-2-49-2011).德文版本EN 60601-2-49-2015 | Medical electrical equipment - Part 2-49: Particular requirements for the basic safety and essential performance of multifunction patient monitoring equipment (IEC 60601-2-49:2011); German version EN 60601-2-49:2015 | 正常
EN 62570-2015 | 磁共振环境下医疗装置和其他物件的安全标记标准实施规程(IEC 62570-2014).德文版本EN 62570-2015 | Standard practice for marking medical devices and other items for safety in the magnetic resonance environment (IEC 62570:2014); German version EN 62570:2015 | 正常
EN 60601-2-8-2016 | 医疗电气设备.第2-8部分:工作范围为10 kV至1 MV的X设备治疗设备基本安全和基本性能的特殊要求(IEC 60601-2-8-2010+A1-2015).德文版本EN 60601-2-8-2015+A1-2016 | Medical electrical equipment - Part 2-8: Particular requirements for the basic safety and essential performance of therapeutic X-ray equipment operating in the range 10 kV to 1 MV (IEC 60601-2-8:2010 + A1:2015); German version EN 60601-2-8:2015 + A1:2016 | 正常
EN 60601-2-23-2015 | 医疗用电气设备.第2-23部分:经皮分压监测设备基本安全和主要性能的特殊要求(IEC 60601-2-23-2011).德文版本EN 60601-2-23-2015 | Medical electrical equipment - Part 2-23: Particular requirements for the basic safety and essential performance of transcutaneous partial pressure monitoring equipment (IEC 60601-2-23:2011); German version EN 60601-2-23:2015 | 正常
EN 60601-2-25-2015 | 医疗电气设备.第2-25部分:心电描记器基本安全性和基本性能的特殊要求(IEC 60601-2-25-2011).德文版本EN 60601-2-25-2015 | Medical electrical equipment - Part 2-25: Particular requirements for the basic safety and essential performance of electrocardiographs (IEC 60601-2-25:2011); German version EN 60601-2-25:2015 | 正常
EN 60601-2-5-2015 | 医疗用电气设备.第2-5部分:超声波物理治疗设备基本安全和主要性能的特殊要求(IEC 60601-2-5-2009).德文版本EN 60601-2-5-2015 | Medical electrical equipment - Part 2-5: Particular requirements for the basic safety and essential performance of ultrasonic physiotherapy equipment (IEC 60601-2-5:2009); German version EN 60601-2-5:2015 | 正常
EN 60601-2-63-2015 | 医疗电气设备.第2-63部分:牙科口外X射线设备基本安全和基本性能的特殊要求(IEC 60601-2-63-2012).德文版本EN 60601-2-63-2015 | Medical electrical equipment - Part 2-63: Particular requirements for the basic safety and essential performance of dental extra-oral X-ray equipment (IEC 60601-2-63:2012); German version EN 60601-2-63:2015 | 正常
EN 60601-1-2-2015 | 医用电气设备.第1-2部分:基本安全和主要性能的一般要求.间接标准:电磁兼容性.要求和试验(IEC 60601-1-2-2014).德文版本EN 60601-1-2-2015 | Medical electrical equipment - Part 1-2: General requirements for basic safety and essential performance - Collateral standard: Electromagnetic disturbances - Requirements and tests (IEC 60601-1-2:2014); German version EN 60601-1-2:2015 | 正常
EN 303203-2015 | 短距离设备 (SRD). 在2483.5 MHz至2500 MHz范围内运行的医疗机构区域网络系统 (MBANS). 包含指令2014/53/EU第3.2条基本要求的协调标准 (允许以英文版EN 303 203 V2.1.1 (2015-11) 作为德国标准) | Short Range Devices (SRD) - Medical Body Area Network Systems (MBANSs) operating in the 2 483,5 MHz to 2 500 MHz range - Harmonised Standard covering the essential requirements of article 3.2 of the Directive 2014/53/EU (Endorsement of the English version | 正常
EN 60601-2-24-2015 | 医疗电气设备.第2-24部分:输液泵和控制器基本安全和基本性能的特殊要求(IEC 60601-2-24-2012).德文版本EN 60601-2-24-2015 | Medical electrical equipment - Part 2-24: Particular requirements for basic safety and essential performance of infusion pumps and controllers (IEC 60601-2-24:2012); German version EN 60601-2-24:2015 | 正常
EN 60601-2-62-2015 | 医疗电气设备.高强度治疗性超声 (HITU) 设备基本安全和基本性能的特殊要求(IEC 60601-2-62-2013).德文版本EN 60601-2-62-2015 | Medical electrical equipment - Part 2-62: Particular requirements for the basic safety and essential performance of high intensity therapeutic ultrasound (HITU) equipment (IEC 60601-2-62:2013); German version EN 60601-2-62:2015 | 正常
EN 60601-2-6-2015 | 医疗电气设备.第2-6部分:微波治疗设备基本安全和基本性能的特殊要求(IEC 60601-2-6-2012).德文版本EN 60601-2-6-2015 | Medical electrical equipment - Part 2-6: Particular requirements for the basic safety and essential performance of microwave therapy equipment (IEC 60601-2-6:2012); German version EN 60601-2-6:2015 | 正常
EN 60601-2-22-2013 | 医疗电气设备. 第2-22部分: 外科, 美容, 治疗和诊断激光设备基本安全和基本性能的特殊要求 (IEC 60601-2-22-2007 + A1-2012); 德文版本EN 60601-2-22-2013 | Medical electrical equipment - Part 2-22: Particular requirements for basic safety and essential performance of surgical, cosmetic, therapeutic and diagnostic laser equipment (IEC 60601-2-22:2007 + A1:2012); German version EN 60601-2-22:2013 | 正常
EN 60601-2-3-2015 | 医疗电气设备.第2-3部分:短波治疗设备基本安全和基本性能的特殊要求(IEC 60601-2-3-2012);德文版本EN 60601-2-3-2015 | Medical electrical equipment - Part 2-3: Particular requirements for the basic safety and essential performance of short-wave therapy equipment (IEC 60601-2-3:2012); German version EN 60601-2-3:2015 | 正常
EN 60601-2-16-2015 | 医疗电气设备.血液透析,血液透析滤过和血液滤过设备基本安全和基本性能的特殊要求(IEC 60601-2-16-2012);德文版本EN 60601-2-16-2015 | Medical electrical equipment - Part 2-16: Particular requirements for the basic safety and essential performance of haemodialysis, haemodiafiltration and haemofiltration equipment (IEC 60601-2-16:2012); German version EN 60601-2-16:2015 | 正常
EN 60601-2-26-2015 | 医疗电气设备.脑电描记器基本安全和基本性能的特殊要求(IEC 60601-2-26-2012);德文版本EN 60601-2-26-2015 | Medical electrical equipment - Part 2-26: Particular requirements for the basic safety and essential performance of electroencephalographs (IEC 60601-2-26:2012); German version EN 60601-2-26:2015 | 正常
EN 60601-2-47-2015 | 医疗电气设备.第2-47部分:动态心电图系统基本安全和基本性能的特殊要求(IEC 60601-2-47-2012);德文版本EN 60601-2-47-2015 | Medical electrical equipment - Part 2-47: Particular requirements for the basic safety and essential performance of ambulatory electrocardiographic systems (IEC 60601-2-47:2012); German version EN 60601-2-47:2015 | 正常
EN 60601-2-36-2015 | 医疗电气设备. 第2-36部分: 体外诱导碎石机基本安全和基本性能的特殊要求 (IEC 60601-2-36-2014); 德文版本EN 60601-2-36-2015 | Medical electrical equipment - Part 2-36: Particular requirements for the basic safety and essential performance of equipment for extracorporeally induced lithotripsy (IEC 60601-2-36:2014); German version EN 60601-2-36:2015 | 正常
EN 60601-2-66-2013 | 医疗电气设备. 第2-66部分: 助听器和助听器系统基本安全和基本性能的特殊要求 (IEC 60601-2-66-2012); 德文版本EN 60601-2-66-2013 | Medical electrical equipment - Part 2-66: Particular requirements for the basic safety and essential performance of hearing instruments and hearing instrument systems (IEC 60601-2-66:2012); German version EN 60601-2-66:2013 | 正常
EN 62353-2014 | 医疗电气设备.医疗电气设备的循环试验和维修后试验(IEC 62353-2014);德文版本EN 62353-2014 | Medical electrical equipment - Recurrent test and test after repair of medical electrical equipment (IEC 62353:2014); German version EN 62353:2014 | 正常
EN 60601-2-27-2014 | 医用电气设备.第2-27部分:心电图监护设备基本性能安全性专用要求 (IEC 60601-2-27-2011+Cor.-2012);德文版本EN 60601-2-27-2014 | Medical electrical equipment - Part 2-27: Particular requirements for the basic safety and essential performance of electrocardiographic monitoring equipment (IEC 60601-2-27:2011 + Cor.:2012); German version EN 60601-2-27:2014 | 正常
EN 303203-2-2014 | 电磁兼容性和无线电频谱情况 (ERM). 短程装置 (SRD). 在2 483,5 MHz至2 500 MHz范围内进行操作的医疗人体区域网路系统 (MBANSs). 第2部分: 包含R&TTE指令中的条款3.2的基本要求的协调EN (作为德国标准的英文版本EN 303 203-2 V1.1.1 (2014-11)核准) | Electromagnetic compatibility and Radio spectrum Matters (ERM) - Short Range Devices (SRD) - Medical Body Area Network Systems (MBANSs) operating in the 2 483,5 MHz to 2 500 MHz range - Part 2: Harmonized EN covering the essential requirements of article 3.2 of the R&TTE Directive (Endorsement of the English version EN 303 203-2 V1.1.1 (2014-11) as German standard) | 正常
EN 303203-1-2014 | 电磁兼容性和无线电频谱情况 (ERM). 短程装置 (SRD). 在2 483,5 MHz至2 500 MHz范围内进行操作的医疗人体区域网路系统 (MBANSs). 第1部分: 技术特性和试验方法 (作为德国标准的英文版本EN 303 203-1 V1.1.1 (2014-11)核准) | Electromagnetic compatibility and Radio spectrum Matters (ERM) - Short Range Devices (SRD) - Medical Body Area Network Systems (MBANSs) operating in the 2 483,5 MHz to 2 500 MHz range - Part 1: Technical characteristics and test methods (Endorsement of the English version EN 303 203-1 V1.1.1 (2014-11) as German standard) | 正常
EN 60601-2-34-2014 | 医疗电气设备. 第2-34部分: 侵入性血压监测设备基本安全和基本性能的特殊要求 (IEC 60601-2-34-2011); 德文版本EN 60601-2-34-2014 | Medical electrical equipment - Part 2-34: Particular requirements for the basic safety and essential performance of invasive blood pressure monitoring equipment (IEC 60601-2-34:2011); German version EN 60601-2-34:2014 | 正常
EN 60601-1-3-2013 | 医疗电气设备.第1-3部分:基本安全和重要性能的通用标准.附属标准:X射线诊断设备中的辐射防护(IEC 60601-1-3-2008 + A1-2013).德文版本EN 60601-1-3-2008 + Cor.-2010 | Medical electrical equipment - Part 1-3: General requirements for basic safety and essential performance - Collateral Standard: Radiation protection in diagnostic X-ray equipment (IEC 60601-1-3:2008 + A1:2013); German version EN 60601-1-3:2008 + Cor.:2010 + A1:2013 | 正常
EN 60601-1-9-2013 | 医疗电气设备. 第1-9部分:基本安全和主要性能的一般要求. 辅助标准:环境意识设计要求 (IEC 60601-1-9-2007+A1-2013); 德文版本EN 60601-1-9-2008+A1-2013 | Medical electrical equipment - Part 1-9: General requirements for basic safety and essential performance - Collateral Standard: Requirements for environmentally conscious design (IEC 60601-1-9:2007 + A1:2013); German version EN 60601-1-9:2008 + A1:2013 | 正常
EN 60601-1-8-2013 | 医疗电气设备. 第1-8部分: 基本安全和基本性能的一般要求. 副标准: 医疗电气设备和医疗电气系统警报系统的一般要求, 试验和指南(IEC 60601-1-8-2006 + A1-2012); 德文版本EN 60601-1-8-2007 + Cor. -2010 + A1-2013 | Medical electrical equipment - Part 1-8: General requirements for basic safety and essential performance - Collateral Standard: General requirements, tests and guidance for alarm systems in medical electrical equipment and medical electrical systems (IEC 60601-1-8:2006 + A1:2012); German version EN 60601-1-8:2007 + Cor.:2010 + A1:2013 | 正常
EN 60601-1-2013 | 医疗电气设备. 第1部分: 基本安全和基本性能的一般要求. (IEC 60601-1-2005 + Cor. -2006 + Cor. -2007 + A1-2012); 德文版本EN 60601-1-2006 + Cor. -2010 + A1-2013 | Medical electrical equipment.Part 1: General requirements for basic safety and essential performance (IEC 60601-1:2005 + Cor. :2006 + Cor. :2007 + A1:2012); German version EN 60601-1:2006 + Cor. :2010 + A1:2013 | 正常
EN 60601-2-64-2015 | 医疗电气设备.第2-64部分:光离子束医疗电气设备基本安全和基本性能的特殊要求(IEC 60601-2-64-2014);德文版本EN 60601-2-64-2015 | Medical electrical equipment - Part 2-64: Particular requirements for the basic safety and essential performance of light ion beam medical electrical equipment (IEC 60601-2-64:2014); German version EN 60601-2-64:2015 | 正常
EN ISO 80601-2-55-2011 | 医用电气设备.第2-55部分:呼吸气体监测器的基本安全和基本性能专用要求(ISO 80601-2-55-2011).德文版本 EN ISO 80601-2-55-2011 | Medical electrical equipment - Part 2-55: Particular requirements for the basic safety and essential performance of respiratory gas monitors (ISO 80601-2-55:2011); German version EN ISO 80601-2-55:2011 | 正常
EN 60601-2-31-2011 | 医疗电气设备.第2-31部分:用内供电源的体外心脏起博器基本安全和基本性能的特殊要求 | Medical electrical equipment - Part 2-31: Particular requirements for basic safety and essential performance of external cardiac pacemakers with internal power source (IEC 60601-2-31:2008 + A1:2011); German version EN 60601-2-31:2008 + A1:2011 | 正常
EN 60976-2007 | 医用电子设备.医用电子加速器.功能性特点(IEC 60976-2007);德文版本EN 60976-2007 | Medical electrical equipment - Medical electron accelerators - Functional performance characteristics (IEC 60976:2007); German version EN 60976:2007 | 正常
EN 60601-2-10-2016 | 医疗电气设备. 神经和肌肉刺激器基本安全和基本性能的特殊要求(IEC 60601-2-10-2012+ A1-2016);德文版本EN 60601-2-10-2015+A1-2016 | Medical electrical equipment - Part 2-10: Particular requirements for the basic safety and essential performance of nerve and muscle stimulators (IEC 60601-2-10:2012 + A1:2016); German version EN 60601-2-10:2015 + A1:2016 | 正常
EN 60601-2-57-2011 | 医疗用电气设备.第2-57部分:对治疗,诊断,检测和美容/美学的非激光光源的基本安全和基本性能的特殊要求(IEC 60601-2-57-2011);德文 | Medical electrical equipment - Part 2-57: Particular requirements for the basic safety and essential performance of non-laser light source equipment intended for therapeutic, diagnostic, monitoring and cosmetic/aesthetic use (IEC 60601-2-57:2011); German version EN 60601-2-57:2011 | 正常
EN 60601-2-29-2008 | 医疗电气设备.第2-29部分:放射线疗法模拟器的一般安全和中药性能用特殊要求 | Medical electrical equipment - Part 2-29: Particular requirements for the basic safety and essential performance of radiotherapy simulators (IEC 60601-2-29:2008); German version EN 60601-2-29:2008 | 正常
EN 60601-1-4-1999 | 医疗电气设备.第1-4部分:安全性一般要求.补充标准:可编程电气医疗系统 | Medical electrical equipment - Part 1-4: General requirements for safety; Collateral standard: Programmable electrical medical systems (IEC 60601-1-4:1996 + A1:1999); German version EN 60601-1-4:1996 + A1:1999 | 正常
EN 60601-2-22-1996 | 医疗电器设备.第2部分:诊断和治疗用激光设备安全性特殊要求 | Medical electrical equipment - Part 2: Particular requirements for the safety of diagnostic and therapeutic laser equipment (IEC 60601-2-22:1995); German version EN 60601-2-22:1996 | 正常
EN 60601-2-39-2008 | 医疗电气设备.第2-39部分:腹膜透析设备基本安全和重要性能的特殊要求 | Medical electrical equipment - Part 2-39: Particular requirements for basic safety and essential performance of peritoneal dialysis equipment (IEC 60601-2-39:2007); German version EN 60601-2-39:2008 | 正常
EN ISO 80601-2-56-2012 | 医疗电气设备. 第2-56部分: 测量体温用临床温度计的基本安全和基本性能的详细要求(ISO 80601-2-56-2009); 德文版本EN ISO 80601-2-56-2012 | Medical electrical equipment - Part 2-56: Particular requirements for basic safety and essential performance of clinical thermometers for body temperature measurement (ISO 80601-2-56:2009); German version EN ISO 80601-2-56:2012 | 正常
EN ISO 10524-1-2006 | 医用气体设备用的压力调节器.第1部分:压力调节器和带流量计设备的压力调节器(ISO 10524-1-2006) | Pressure regulators for use with medical gases - Part 1: Pressure regulators and pressure regulators with flow-metering devices (ISO 10524-1:2006); English version of DIN EN ISO 10524-1:2006-05 | 正常
EN 60580-2000 | 医用电气设备.剂量面积求积仪 | Medical electrical equipment - Dose area product meters (IEC 60580:2000); German version EN 60580:2000 | 正常
EN 60601-1-1-2001 | 医用电气设备.第1-1部分:安全通用要求.并列标准:医用电气系统的安全要求 | Medical electrical equipment - Part 1-1: General requirements for safety; Collateral standard: Safety requirements for medical electrical systems (IEC 60601-1-1:2000); German version EN 60601-1-1:2001 | 正常
EN 60601-2-40-1998 | 医疗电气设备.第2-40部分:肌电图仪和激发响应设备的安全性特殊要求 | Medical electrical equipment - Part 2-40: Particular requirements for the safety of electromygraphs and evoked response equipment (IEC 60601-2-40:1998); German version EN 60601-2-40:1998 | 正常
ANSI/AAMI/IEC 60601-1-8-2013 | 医疗电气设备.第1-8部分:基础安全性和基本性能通用要求.并列标准:医疗电气设备和医疗电气系统中报警系统通用要求,试验和导则 | Medical electrical equipment - Part 1-8: General requirements for basic safety and essential performance - Collateral Standard: General requirements, tests and guidance for alarm systems in medical electrical equipment and medical electrical systems | 正常
ANSI/AAMI/IEC 80601-2-30/A1-2013 | 医疗电气设备的修改件1.第2-30部分:自动非侵入式血压测量计的基本安全性和基本性能的详细要求 | Amendment 1 to Medical electrical equipment - Part 2-30: Particular requirements for the basic safety and essential performance of automated type non-invasive sphygmomanometers | 正常
ANSI/AAMI/IEC 80601-2-30/C1-2009 | 医疗电气设备.第2-30部分:自动非侵入式血压测量计的基本安全性和基本性能的详细要求 | Medical electrical equipment - Part 2-30: Particular requirements for basic safety and essential performance of automated type non-invasive sphygmomanometers | 正常
ANSI/AAMI/ISO 5841-3-2013 | 外科植入物.心脏起搏器.第3部分:可植入起搏器用小型连接器(IS-1) | Implants for surgery - Cardiac pacemakers - Part 3: Low-profile connectors (IS-1) for implantable pacemakers | 正常
ANSI/AAMI EC53-2013 | 心电图(ECG)中继电缆和患者端子线 | ECG trunk cables and patient leadwires | 正常
ANSI/IEEE 11073-10406-2011 | 健康信息学.个人保健装置通信.第10406部分:装置专门化.基本心电图仪(ECG)(1至3-指针ECG) | Health informatics??Personal health device communication Part 10406: Device specialization??Basic electrocardiograph (ECG) (1- to 3-lead ECG) | 正常
ANSI/AAMI NS4-2013 | 经皮的电刺激器 | Transcutaneous electrical stimulators | 正常
ANSI/AAMI/IEC 60601-2-16,Ed. 4-2012 | 医用电气设备.第2-16部分:血液透析,血液透析滤过和血液滤过设备的基本安全性和必要性能的详细要求 | Medical electrical equipment - Part 2-16: Particular requirements for basic safety and essential performance of haemodialysis, haemodiafiltration and haemofiltration equipment | 正常
ANSI/AAMI/IEC 60601-2-47-2012 | 医用电气设备.第2-47部分:移动式心电描记系统基本安全性和必要性能的详细要求 | Medical electrical equipment - Part 2-47: Particular requirements for the basic safety and essential performance of ambulatory electrocardiographic systems | 正常
ANSI/AAMI/IEC 60601-2-25-2012 | 医用电气设备.第2-25部分:心电图仪基本安全性和基本性能详细要求 | Medical electrical equipment - Part 2-25: Particular requirements for the basic safety and essential performance of electrocardiographs | 正常
ANSI/3-A P3-A 003-2012 | 有效药物成分用端吸离心泵药品3-A卫生标准/保健标准 | Pharmaceutical 3-A Sanitary Standard/Hygienic Standard for End Suction Centrifugal Pumps for Active Pharmaceutical Ingredients | 正常
ANSI/AAMI/IEC 80601-2-30-2009 | 医疗电气设备.第2-30部分:自动无创伤性血压计的基本安全性和必要性能的详细要求 | Medical electrical equipment - Part 2-30: Particular requirements for the basic safety and essential performance of automated non-invasive sphygmomanometers | 正常
ANSI/ASTM/ISO 9919-2009 | 医疗电气设备.医用脉冲血氧仪基本安全性和必要性能的详细要求 | Medical Electrical Equipment-Particular Requirements for the Basic Safety and Essential Performance of Pulse Oximeter Equipment for Medical Use | 正常
ANSI/AAMI/IEC 80601-2-30-2009/C1-2009 | 医疗电气设备.第2-30部分:自动无创伤性血压计的基本安全和性能的详细要求 | Medical electrical equipment - Part 2-30: Particular requirements for basic safety and essential performance of automated type non-invasive sphygmomanometers | 正常
ANSI/AAMI/IEC 60601-2-21-2009 | 医疗电气设备.第2-21部分:婴儿辐射温热装置基本安全和重要性能的特殊要求 | Medical electrical equipment - Part 2-21: Particular requirements for basic safety and essential performance of infant radiant warmers | 正常
ANSI/AAMI EC12-2000 | 可任意使用ECG电极 | Disposable ECG electrodes | 正常
ANSI/AAMI EC71-2001 | 计算机辅助心电描记术标准通信协议 | Standard Communications Protocol for Computer-Assisted Electrocardiography | 正常
ANSI/AAMI EC11R-1991 | 诊断用心电图记录装置 | Diagnostic Electrocardiographic Devices | 正常
ANSI/AAMI EC11a-1984 | 诊断心电图设备的美国国家标准.附录 | American National Standard for Diagnostic Electrocardiographic Devices. Amendment | 正常
ANSI/AAMI BP23-1986 | 电阻电桥式血压计传感器的可交换性和性能用美国国家标准 | American National Standard for Interchangeability and Performance of Resistive Bridge Type Blood Pressure Transducers | 正常
IEC/TR 60878-2015 | 医疗规程中电气设备的图形符号 | Graphical symbols for electrical equipment in medical practice | 正常
IEC 61010-2-040-2015 | 测量、控制和实验室用电气设备的安全要求.第2-040部分:处理医疗材料用灭菌器和清洗消毒器的特殊要求 | Safety requirements for electrical equipment for measurement, control, and laboratory use - Part 2-040: Particular requirements for sterilizers and washer-disinfectors used to treat medical materials | 正常
IEC/TR 60601-4-3-2015 | 医疗电气设备. 第4-3部分: 指南和说明. 第三版IEC 60601-1和新要求建议书中不明或未解决安全方面的考虑 | Medical electrical equipment - Part 4-3: Guidance and interpretation - Considerations of unclear or unaddressed safety aspects in the third edition of IEC 60601-1 and proposals for new requirements | 正常
IEC 60601-2-33 AMD 2-2015 | 医用电气设备.第2-33部分:医学诊断用磁共振设备的基本安全性和基本性能的详细要求.修改件1 | Medical electrical equipment - Part 2-33: Particular requirements for the basic safety and essential performance of magnetic resonance equipment for medical diagnosis; Amendment 2 | 正常
IEC 60601-2-64-2014 | 医疗电气设备. 第2-64部分: 轻离子束医用电气设备基本安全和基本性能的特殊要求 | Medical electrical equipment - Part 2-64: Particular requirements for the basic safety and essential performance of light ion beam medical electrical equipment | 正常
IEC 60601-1 AMD 1 CORR 1-2014 | 医疗电气设备. 第1部分: 基本安全和基本性能的一般要求; 修改件1, 勘误表1 | Medical electrical equipment - Part 1: General requirements for basic safety and essential performance; Amendment 1, Corrigendum 1 | 正常
IEC 60601-2-1 Edition 3.1-2014 | 医疗电气设备. 第2-1部分: 取值范围为1 MeV至50 MeV的电子加速器的基本安全和基本性能的详细要求 | Medical electrical equipment - Part 2-1: Particular requirements for the basic safety and essential performance of electron accelerators in the range 1 MeV to 50 MeV | 正常
IEC 60601-2-1 AMD 1-2014 | 医疗电气设备. 第2-1部分: 取值范围为1 MeV至50 MeV的电子加速器的基本安全和基本性能的详细要求 | Medical electrical equipment - Part 2-1: Particular requirements for the basic safety and essential performance of electron accelerators in the range 1 MeV to 50 MeV | 正常
IEC 60601-2-2 CORR 1-2014 | 医用电气设备.第2-2部分:高频外科手术设备和高频外科手术附件的基本安全和基本性能的详细要求.勘误表1 | Medical electrical equipment - Part 2-2: Particular requirements for the basic safety and essential performance of high frequency surgical equipment and high frequency surgical accessories; Corrigendum 1 | 正常
IEC 60601-2-36-2014 | 医疗电气设备. 第2-36部分: 体外引发碎石设备的基本安全和基本性能的详细要求 | Medical electrical equipment - Part 2-36: Particular requirements for the basic safety and essential performance of equipment for extracorporeally induced lithotripsy | 正常
IEC 60601-1-2-2014 | 医用电气设备.第1-2部分:基本安全和基本性能的通用要求.并列标准:电磁干扰.要求和试验 | Medical electrical equipment - Part 1-2: General requirements for basic safety and essential performance - Collateral standard: Electromagnetic disturbances - Requirements and tests | 正常
IEC 60601-1-6 AMD 1-2013 | IEC 60601-1-6标准的修改件1:医疗电气设备.第1-6部分:基本安全性和必要性能的通用要求.附属标准:可用性 | Amendment 1 to IEC 60601-1-6: Medical electrical equipment - Part 1-6: General requirements for basic safety and essential performance - Collateral standard: Usability | 正常
IEC 60601-2-41 AMD 1-2013 | 医疗电气设备. 第2-41部分: 手术照明灯具和诊断用照明灯具基本安全和主要性能的专用要求 | Medical electrical equipment - Part 2-41: Particular requirements for basic safety and essential performance of surgical luminaires and luminaires for diagnosis | 正常
IEC 60601-1-6 Edition 3.1-2013 | 医疗电气设备. 基本安全和主要性能的通用要求. 辅助标准: 可用性 | Medical electrical equipment - General requirements for basic safety and essential performance - Collateral Standard: Usability | 正常
IEC 60601-1-10 Edition 1.1-2013 | 医用电气设备.第1-10部分:基本安全性和基本性能的通用要求.补充标准:生理闭环控制器开发的要求 | Medical electrical equipment - Part 1-10: General requirements for basic safety and essential performance - Collateral Standard: Requirements for the development of physiologic closed-loop controllers | 正常
IEC 62366 AMD 1-2014 | 医疗器械.医疗使用性工程的应用 | Medical devices - Application of usability engineering to medical devices; Amendment 1 | 正常
IEC 60601-1-10 AMD 1-2013 | 医用电气设备.第1-10部分:基本安全性和基本性能的通用要求.补充标准:生理闭环控制器开发的要求.修改件1 | Medical electrical equipment - Part 1-10: General requirements for basic safety and essential performance - Collateral standard: Requirements for the development of physiologic closed-loop controllers | 正常
IEC 60601-2-17-2013 | 医疗电气设备. 第2-17部分: 自动控制近距放射治疗后装设备基本安全和主要性能的特殊要求 | Medical electrical equipment - Part 2-17: Particular requirements for the basic safety and essential performance of automatically- controlled brachytherapy afterloading equipment | 正常
IEC 60601-1-9 Edition 1.1-2013 | 医疗电气设备. 第1-9部分: 基本安全和主要性能的通用要求. 辅助标准: 环境意识设计要求 | Medical electrical equipment - Part 1-9: General requirements for basic safety and essential performance - Collateral Standard: Requirements for environmentally conscious design | 正常
IEC 60601-1-9 AMD 1-2013 | 医疗电气设备. 第1-9部分: 基本安全和主要性能的通用要求. 辅助标准: 环境意识设计要求 | Medical electrical equipment - Part 1-9: General requirements for basic safety and essential performance - Collateral Standard: Requirements for environmentally conscious design | 正常
IEC/TR 62348-2012 | IEC 60601-1-2005标准修改件1中最显著变化的影响评定和IEC 60601-1-2005标准条款与前一个版本的映射 | Assessment of the impact of the most significant changes in Amendment 1 to IEC 60601-1:2005 and mapping of the clauses of the IEC 60601-1:2005 to the previous edition | 正常
IEC 60601-2-50-2009 | 医疗电气设备.第2-50部分:婴儿光线疗法设备的基本安全及重要性能用详细要求 | Medical electrical equipment - Part 2-50: Particular requirements for the basic safety and essential performance of infant phototherapy equipment | 正常
IEC 60601-2-7-1998 | 医用电气设备 第2-7部分:诊断X射线发生装置的高压发生器安全专用要求 | Medical electrical equipment - Part 2-7: Particular requirements for the safety of high-voltage generators of diagnostic X-ray generators | 正常
IEC 60601-2-33 Edition 3.1-2013 | 医用电气设备.第2-33部分:医学诊断用磁共振设备的基本安全性和基本性能的详细要求 | Medical electrical equipment - Part 2-33: Particular requirements for the basic safety and essential performance of magnetic resonance equipment for medical diagnosis | 正常
IEC 60601-1 AMD 1-2012 | 医用电气设备.第1部分:基本安全性和必要性能的通用要求.修改件1 | Medical electrical equipment - Part 1: General requirements for basic safety and essential performance; Amendment 1 | 正常
IEC 60601-2-33 CORR 1-2012 | 医用电气设备.第2-33部分:医疗诊断用核磁共振设备的基本安全性和必要性能详细要求 | Medical electrical equipment - Part 2-33: Particular requirements for the basic safety and essential performance of magnetic resonance equipment for medical diagnosis; Corrigendum 1 | 正常
IEC 60601-2-26-2012 | 医用电气设备.第2-26部分:脑电图机基本安全性和必要性能的详细要求 | Medical electrical equipment - Part 2-26: Particular requirements for the basic safety and essential performance of electroencephalographs | 正常
IEC 60601-2-27 CORR 1-2012 | 医用电气设备.第2-27部分:心电监护设备基本安全性和必要性能的详细要求 | Medical electrical equipment - Part 2-27: Particular requirements for the basic safety and essential performance of electrocardiographic monitoring equipment; Corrigendum 1 | 正常
IEC 60601-2-34-2011 | 医用电气设备.第2-34部分:直接血压监测设备的基本安全性和必要性能的详细要求 | Medical electrical equipment - Part 2-34: Particular requirements for the basic safety and essential performance of invasive blood pressure monitoring equipment | 正常
IEC 60601-2-33 CORR 2-2016 | 医疗电气设备. 第2-33部分: 医疗诊断用磁共振设备的基本安全和基本性能的特殊要求; 勘误表2 | Medical electrical equipment - Part 2-33: Particular requirements for the basic safety and essential performance of magnetic resonance equipment for medical diagnosis; Corrigendum 2 | 正常
IEC 60601-2-25-2011 | 医疗电气设备.第2-25部分:心电描记器基本安全性和基本性能的特殊要求 | Medical electrical equipment - Part 2-25: Particular requirements for basic safety and essential performance of electrocardiographs | 正常
IEC 60601-2-68-2014 | 医疗电气设备. 第2-68部分: 与电子加速器, 轻离子束治疗设备以及放射性核束治疗设备一起使用的基于X射线的图像引导放射治疗设备的基本安全和基本性能的特殊要求 | Medical electrical equipment - Part 2-68: Particular requirements for the basic safety and essential performance of X-ray-based image-guided radiotherapy equipment for use with electron accelerators, light ion beam therapy equipment and radionuclide beam therapy equipment | 正常
IEC 60601-2-33 AMD 1-2013 | 医用电气设备.第2-33部分:医疗诊断用磁共振设备的安全专用要求.修改件1 | Medical electrical equipment - Part 2-33: Particular requirements for the basic safety and essential performance of magnetic resonance equipment for medical diagnosis | 正常
IEC 60601-2-18-2009 | 医疗电气设备.第2-18部分:内窥镜设备基本安全性和必要性能的详细要求 | Medical electrical equipment - Part 2-18: Particular requirements for basic safety and essential performance of endoscopic equipment | 正常
IEC 60601-2-27-2011 | 医用电气设备.第2-27部分:心电图监护设备的基本安全性和必要性能用详细要求 | Medical electrical equipment - Part 2-27: Particular requirements for the basic safety and essential performance of electrocardiographic monitoring equipment | 正常
IEC 60601-2-57-2011 | 医疗电气设备.第2-57部分:用于治疗,诊断,监控和化妆/美学的非激光源设备的基本安全性和必要性能的详细要求 | Medical electrical equipment - Part 2-57: Particular requirements for the basic safety and essential performance of non-laser light source equipment intended for therapeutic, diagnostic, monitoring and cosmetic/aesthetic use | 正常
IEC 60601-2-23-2011 | 医用电气设备.第2-23部分:经皮分压监护设备的基本安全性和必要性能的详细要求 | Medical electrical equipment - Part 2-23: Particular requirements for the basic safety and essential performance of transcutaneous partial pressure monitoring equipment | 正常
IEC 60601-2-50 CORR 1-2010 | 医用电气设备.第2-50部分:婴儿光治疗设备的基本安全性和本质性能用详细要求 | Medical electrical equipment - Part 2-50: Particular requirements for the basic safety and essential performance of infant phototherapy equipment | 正常
IEC 60601-2-32-1994 | 医用电气设备 第2-32部分:X射线设备附属设备安全专用要求 | Medical electrical equipment; part 2: particular requirements for the safety of X-ray equipment | 正常
IEC 60601-2-1-2009 | 医用电气设备.第2-1部分:1至50MeV范围内医用电子加速器的基本安全性和基本性能用详细要求 | Medical electrical equipment - Part 2-1: Particular requirements for the basic safety and essential performance of electron accelerators in the range 1 MeV to 50 MeV | 正常
IEC 60601-2-47-2012 | 医用电气设备.第2-47部分:移动式心电描记系统基础安全(主要性能)的特殊要求 | Medical electrical equipment - Part 2-47: Particular requirements for the basic safety and essential performance of ambulatory electrocardiographic systems | 正常
IEC 80601-2-30 CORR 1-2010 | 医用电气设备.第2-30部分:自动非入侵式血压测量计的基本安全和基本性能用特殊要求.勘误表1 | Medical electrical equipment - Part 2-30: Particular requirements for basic safety and essential performance of automated non-invasive sphygnomanometers; Corrigendum 1 | 正常
IEC 60601-2-33-2010 | 医用电气设备.第2-33部分:医疗诊断用磁共振设备的基本安全和基本性能用特殊要求 | Medical electrical equipment - Part 2-33: Particular requirements for the basic safety and essential performance of magnetic resonance equipment for medical diagnosis | 正常
IEC 60601-2-20-2009 | 医用电气设备.第2-20部分:婴儿运输恒温箱的基本安全性和基本性能用专用要求 | Medical electrical equipment - Part 2-20: Particular requirements for the basic safety and essential performance of infant transport incubators | 正常
IEC 60601-2-19-2009 | 医用电气设备.第2-19部分:基础安全性用特殊要求和婴儿恒温箱的基本性能 | Medical electrical equipment - Part 2-19: Particular requirements for the basic safety and essential performance of infant incubators | 正常
IEC 60601-3-1-1996 | 医用电气设备 第3-1部分:经皮氧分压和二氧化碳分压监护设备基本性能要求 | Medical electrical equipment - Part 3-1: Essential performance requirements for transcutaneous oxygen and carbon dioxide partial pressure monitoring equipment | 正常
IEC/TR 60788-2004 | 医疗电气设备.定义的术语汇编 | Medical electrical equipment - Glossary of defined terms | 正常
IEC 60601-2-21-2009 | 医用电气设备.第2-21部分:婴儿辐射保暖箱的基本安全和基本性能用专用要求 | Medical electrical equipment - Part 2-21: Particular requirements for the basic safety and essential performance of infant radiant warmers | 正常
IEC 80601-2-30-2009 | 医疗电气设备.第2-30部分:自动非侵入式血压测量计的基本安全性和基本性能用详细要求 | Medical electrical equipment - Part 2-30: Particular requirements for basic safety and essential performance of automated non-invasive sphygmomanometers | 正常
IEC/TR 60977-2008 | 医用电气设备.医用电子加速器.功能特性指南 | Medical electrical equipment - Medical electron accelerators - Guidelines for functional performance characteristics | 正常
IEC 60601-1-9-2007 | 医疗电气设备.第1-9部分:基本安全和重要性能的一般要求.附属标准:环境意识设计的要求 | Medical electrical equipment - Part 1-9: General requirements for basic safety and essential performance - Collateral Standard: Requirements for environmentally conscious design | 正常
IEC 60601-1-8-2006 | 医用电气设备.第1-8部分:基本安全和基本性能通用要求.汇编标准:医疗电气设备和医疗电气系统中警报系统的一般要求、试验和指南 | Medical electrical equipment - Part 1-8: General requirements for basic safety and essential performance - Collateral Standard: General requirements, tests and guidance for alarm systems in medical electrical equipment and medical electrical systems | 正常
IEC 60601-2-49-2011 | 医用电气设备.第2-49部分:多功能病人监测设备的基本安全性和必要性能的详细要求 | Medical electrical equipment - Part 2-49: Particular requirements for the basic safety and essential performance of multifunction patient monitoring equipment | 正常
IEC 60601-1 CORR 1-2006 | 医疗电气设备.第1部分:基本安全和实用性的一般要求.技术勘误1 | Medical electrical equipment - Part 1: General requirements for basic safety and essential performance; Corrigendum 1 | 正常
IEC 60601-2-13 AMD 1-2006 | 医用电气设备.第2-13部分:麻醉系统安全和基本性能的特殊要求.修改件1 | Medical electrical equipment - Part 2-13: Particular requirements for the safety and essential performance of anaesthetic systems; Amendment 1 | 正常
IEC 60601-1-2005 | 医用电气设备.第1部分:基本安全和基本性能的一般要求 | Medical electrical equipment - Part 1: General requirements for basic safety and essential performance | 正常
IEC/TR3 60513-1994 | 医用电气设备安全标准的基本方面 | Fundamental aspects of safety standards for medical electrical equipment | 正常
IEC 60364-7-710-2002 | 建筑物的电气设施.第7-710部分:特殊设施或场所的要求.医疗场所 | Electrical installations of buildings - Part 7-710: Requirements for special installations or locations; Medical locations | 正常
IEC 60580-2003 | 医用电气设备.剂量面积仪 | Medical electrical equipment - Dose area product meters | 正常
IEC/TR 60601-4-1-2017 | 医疗电气设备. 第4-1部分: 指南和说明. 高度自治的医疗电气设备和医疗电气系统 | Medical electrical equipment - Part 4-1: Guidance and interpretation - Medical electrical equipment and medical electrical systems employing a degree of autonomy | 正常
IEC 60601-2-75-2017 | 医疗电气设备. 第2-75部分: 光能疗法和光能诊断设备基本安全和基本性能的详细要求 | Medical electrical equipment - Part 2-75: Particular requirements for the basic safety and essential performance of photodynamic therapy and photodynamic diagnosis equipment | 正常
IEC 60601-2-50 AMD 1-2016 | 医疗电气设备.第2-50部分:婴儿光线疗法设备的基本安全及重要性能用详细要求.修改件1 | Medical electrical equipment - Part 2-50: Particular requirements for the basic safety and essential performance of infant phototherapy equipment; Amendment 1 | 正常
IEC 60601-2-50 Edition 2.1-2016 | 医疗电气设备.第2-50部分:婴儿光线疗法设备的基本安全及重要性能用详细要求 | Medical electrical equipment - Part 2-50: Particular requirements for the basic safety and essential performance of infant phototherapy equipment | 正常
IEC 60601-2-19 Edition 2.1-2016 | 医用电气设备.第2-19部分:基础安全性用特殊要求和婴儿恒温箱的基本性能 | Medical electrical equipment - Part 2-19: Particular requirements for the basic safety and essential performance of infant incubators | 正常
IEC 60601-2-20 AMD 1-2016 | 医用电气设备.第2-20部分:婴儿运输恒温箱的基本安全性和基本性能用专用要求.修改件1 | Medical electrical equipment - Part 2-20: Particular requirements for the basic safety and essential performance of infant transport incubators; Amendment 1 | 正常
IEC 60601-2-21 AMD 1-2016 | 医用电气设备.第2-21部分:婴儿辐射保暖箱的基本安全和基本性能用专用要求.修改件1 | Medical electrical equipment - Part 2-21: Particular requirements for the basic safety and essential performance of infant radiant warmers; Amendment 1 | 正常
IEC 60601-2-21 Edition 2.1-2016 | 医用电气设备.第2-21部分:婴儿辐射保暖箱的基本安全和基本性能用专用要求 | Medical electrical equipment - Part 2-21: Particular requirements for the basic safety and essential performance of infant radiant warmers | 正常
IEC 60601-2-19 AMD 1-2016 | 医用电气设备.第2-19部分:基础安全性用特殊要求和婴儿恒温箱的基本性能.修改件1 | Medical electrical equipment - Part 2-19: Particular requirements for the basic safety and essential performance of infant incubators; Amendment 1 | 正常
IEC 60601-2-20 Edition 2.1-2016 | 医用电气设备.第2-20部分:婴儿运输恒温箱的基本安全性和基本性能用专用要求 | Medical electrical equipment - Part 2-20: Particular requirements for the basic safety and essential performance of infant transport incubators | 正常
IEC 60601-2-40-2016 | 医疗电气设备. 第2-40部分: 肌电诱发电位系统基本安全和基本性能的详细要求 | Medical electrical equipment - Part 2-40: Particular requirements for the basic safety and essential performance of electromyographs and evoked response equipment | 正常
IEC 60601-2-33 Edition 3.2-2015 | 医用电气设备.第2-33部分:医学诊断用磁共振设备的基本安全性和基本性能的详细要求 | Medical electrical equipment - Part 2-33: Particular requirements for the basic safety and essential performance of magnetic resonance equipment for medical diagnosis | 正常
IEC 60601-2-66-2015 | 医用电气设备.第2-66部分:听力仪器和听力仪表系统基本安全性和必要性能的详细要求 | Medical electrical equipment - Part 2-66: Particular requirements for the basic safety and essential performance of hearing instruments and hearing instrument systems | 正常
IEC/IEEE 61850-9-3-2016 | 电力事业自动化通信网络和系统. 第9-3部分: 电力事业自动化的精确时间协议配置文件 | Communication networks and systems for power utility automation - Part 9-3: Precision time protocol profile for power utility automation | 正常
IEC/TR 60601-4-2-2016 | 医疗电气设备. 第4-2部分: 指南和说明. 电磁抗干扰: 医疗电气设备和医疗电气系统性能 | Medical electrical equipment - Part 4-2: Guidance and interpretation - Electromagnetic immunity: performance of medical electrical equipment and medical electrical systems | 正常
IEEE 61850-9-3-2016 | 电力事业自动化通信网络和系统.第9-3部分:电力事业自动化的精确时间协议配置文件 | Communication networks and systems for power utility automation ?C Part 9-3: Precision time protocol profile for power utility automation | 正常
IEEE 2010-2012 | 神经反馈系统用IEEE推荐性操作规程 | Recommended Practice for Neurofeedback Systems | 正常
IEEE 1708-2014 | 腕戴式血压测量装置 | Wearable@ Cuffless Blood Pressure Measuring Devices | 正常
IEEE 11073-10441-2013 | 健康信息学.个人健康装置通信.第10441部分:装置专业化.心血管健康和活动监测器 | Health informatics-Personal health device communication Part 10441: Device specialization-Cardiovascular fitness and activity monitor | 正常
DIN EN 302537-2017 | 运行频段为401 MHz至402 MHz和405 MHz至406 MHz的超低功率医疗数据服务(MEDS)系统. 包含2014/53/EU指令第3.2条基本要求的协调标准(作为德国标准的英文版本EN 302 537 V2.1.1 (2016-10)核准) | Ultra Low Power Medical Data Service (MEDS) Systems operating in the frequency range 401 MHz to 402 MHz and 405 MHz to 406 MHz - Harmonised Standard covering the essential requirements of article 3.2 of the Directive 2014/53/EU (Endorsement of the English | 正常
DIN EN 60601-1-10-2016 | 医疗电气设备.第1-10部分:基本安全和重要性能的通用要求.附属标准:理疗闭环控制器的开发要求(IEC 60601-1-10-2007+A1-2013).德文版本EN 60601-1-10-2008+A1-2015 | Medical electrical equipment - Part 1-10: General requirements for basic safety and essential performance - Collateral Standard: Requirements for the development of physiologic closed-loop controllers (IEC 60601-1-10:2007 + A1:2013); German version EN 60601-1-10:2008 + A1:2015 | 正常
DIN EN 60601-2-18-2016 | 医疗电气设备.第2-18部分:内窥镜设备基本安全性和必要性能的详细要求(IEC 60601-2-18-2009).德文版本EN 60601-2-18-2015 | Medical electrical equipment - Part 2-18: Particular requirements for the basic safety and essential performance of endoscopic equipment (IEC 60601-2-18:2009); German version EN 60601-2-18:2015 | 正常
DIN EN 60601-2-49-2016 | 医疗用电气设备.第2-49部分:多功能病人监测设备基本安全和主要性能的专门要求(IEC 60601-2-49-2011).德文版本EN 60601-2-49-2015 | Medical electrical equipment - Part 2-49: Particular requirements for the basic safety and essential performance of multifunction patient monitoring equipment (IEC 60601-2-49:2011); German version EN 60601-2-49:2015 | 正常
DIN EN 62570-2016 | 磁共振环境下医疗装置和其他物件的安全标记标准实施规程(IEC 62570-2014).德文版本EN 62570-2015 | Standard practice for marking medical devices and other items for safety in the magnetic resonance environment (IEC 62570:2014); German version EN 62570:2015 | 正常
DIN EN 60601-2-8-2016 | 医疗电气设备.第2-8部分:工作范围为10 kV至1 MV的X设备治疗设备基本安全和基本性能的特殊要求(IEC 60601-2-8-2010+A1-2015).德文版本EN 60601-2-8-2015+A1-2016 | Medical electrical equipment - Part 2-8: Particular requirements for the basic safety and essential performance of therapeutic X-ray equipment operating in the range 10 kV to 1 MV (IEC 60601-2-8:2010 + A1:2015); German version EN 60601-2-8:2015 + A1:2016 | 正常
DIN EN 60601-2-23-2016 | 医疗用电气设备.第2-23部分:经皮分压监测设备基本安全和主要性能的特殊要求(IEC 60601-2-23-2011).德文版本EN 60601-2-23-2015 | Medical electrical equipment - Part 2-23: Particular requirements for the basic safety and essential performance of transcutaneous partial pressure monitoring equipment (IEC 60601-2-23:2011); German version EN 60601-2-23:2015 | 正常
DIN EN 60601-2-25-2016 | 医疗电气设备.第2-25部分:心电描记器基本安全性和基本性能的特殊要求(IEC 60601-2-25-2011).德文版本EN 60601-2-25-2015 | Medical electrical equipment - Part 2-25: Particular requirements for the basic safety and essential performance of electrocardiographs (IEC 60601-2-25:2011); German version EN 60601-2-25:2015 | 正常
DIN EN 60601-2-63-2016 | 医疗电气设备.第2-63部分:牙科口外X射线设备基本安全和基本性能的特殊要求(IEC 60601-2-63-2012).德文版本EN 60601-2-63-2015 | Medical electrical equipment - Part 2-63: Particular requirements for the basic safety and essential performance of dental extra-oral X-ray equipment (IEC 60601-2-63:2012); German version EN 60601-2-63:2015 | 正常
DIN EN 60601-1-2-2016 | 医用电气设备.第1-2部分:基本安全和主要性能的一般要求.间接标准:电磁兼容性.要求和试验(IEC 60601-1-2-2014).德文版本EN 60601-1-2-2015 | Medical electrical equipment - Part 1-2: General requirements for basic safety and essential performance - Collateral standard: Electromagnetic disturbances - Requirements and tests (IEC 60601-1-2:2014); German version EN 60601-1-2:2015 | 正常
DIN EN 303203-2016 | 短距离设备 (SRD). 在2483.5 MHz至2500 MHz范围内运行的医疗机构区域网络系统 (MBANS). 包含指令2014/53/EU第3.2条基本要求的协调标准 (允许以英文版EN 303 203 V2.1.1 (2015-11) 作为德国标准) | Short Range Devices (SRD) - Medical Body Area Network Systems (MBANSs) operating in the 2 483,5 MHz to 2 500 MHz range - Harmonised Standard covering the essential requirements of article 3.2 of the Directive 2014/53/EU (Endorsement of the English version | 正常
DIN EN 60601-2-24-2016 | 医疗电气设备.第2-24部分:输液泵和控制器基本安全和基本性能的特殊要求(IEC 60601-2-24-2012).德文版本EN 60601-2-24-2015 | Medical electrical equipment - Part 2-24: Particular requirements for basic safety and essential performance of infusion pumps and controllers (IEC 60601-2-24:2012); German version EN 60601-2-24:2015 | 正常
DIN EN 60601-2-62-2016 | 医疗电气设备.高强度治疗性超声 (HITU) 设备基本安全和基本性能的特殊要求(IEC 60601-2-62-2013).德文版本EN 60601-2-62-2015 | Medical electrical equipment - Part 2-62: Particular requirements for the basic safety and essential performance of high intensity therapeutic ultrasound (HITU) equipment (IEC 60601-2-62:2013); German version EN 60601-2-62:2015 | 正常
DIN EN 60601-2-6-2016 | 医疗电气设备.第2-6部分:微波治疗设备基本安全和基本性能的特殊要求(IEC 60601-2-6-2012).德文版本EN 60601-2-6-2015 | Medical electrical equipment - Part 2-6: Particular requirements for the basic safety and essential performance of microwave therapy equipment (IEC 60601-2-6:2012); German version EN 60601-2-6:2015 | 正常
DIN EN 60601-2-22-2015 | 医疗电气设备. 第2-22部分: 外科, 美容, 治疗和诊断激光设备基本安全和基本性能的特殊要求 (IEC 60601-2-22-2007 + A1-2012); 德文版本EN 60601-2-22-2013 | Medical electrical equipment - Part 2-22: Particular requirements for basic safety and essential performance of surgical, cosmetic, therapeutic and diagnostic laser equipment (IEC 60601-2-22:2007 + A1:2012); German version EN 60601-2-22:2013 | 正常
DIN EN 60601-2-3-2016 | 医疗电气设备.第2-3部分:短波治疗设备基本安全和基本性能的特殊要求(IEC 60601-2-3-2012);德文版本EN 60601-2-3-2015 | Medical electrical equipment - Part 2-3: Particular requirements for the basic safety and essential performance of short-wave therapy equipment (IEC 60601-2-3:2012); German version EN 60601-2-3:2015 | 正常
DIN EN 60601-2-16-2016 | 医疗电气设备.血液透析,血液透析滤过和血液滤过设备基本安全和基本性能的特殊要求(IEC 60601-2-16-2012);德文版本EN 60601-2-16-2015 | Medical electrical equipment - Part 2-16: Particular requirements for the basic safety and essential performance of haemodialysis, haemodiafiltration and haemofiltration equipment (IEC 60601-2-16:2012); German version EN 60601-2-16:2015 | 正常
DIN EN 60601-2-26-2016 | 医疗电气设备.脑电描记器基本安全和基本性能的特殊要求(IEC 60601-2-26-2012);德文版本EN 60601-2-26-2015 | Medical electrical equipment - Part 2-26: Particular requirements for the basic safety and essential performance of electroencephalographs (IEC 60601-2-26:2012); German version EN 60601-2-26:2015 | 正常
DIN EN 60601-2-47-2016 | 医疗电气设备.第2-47部分:动态心电图系统基本安全和基本性能的特殊要求(IEC 60601-2-47-2012);德文版本EN 60601-2-47-2015 | Medical electrical equipment - Part 2-47: Particular requirements for the basic safety and essential performance of ambulatory electrocardiographic systems (IEC 60601-2-47:2012); German version EN 60601-2-47:2015 | 正常
DIN EN 60601-2-36-2015 | 医疗电气设备. 第2-36部分: 体外诱导碎石机基本安全和基本性能的特殊要求 (IEC 60601-2-36-2014); 德文版本EN 60601-2-36-2015 | Medical electrical equipment - Part 2-36: Particular requirements for the basic safety and essential performance of equipment for extracorporeally induced lithotripsy (IEC 60601-2-36:2014); German version EN 60601-2-36:2015 | 正常
DIN EN 60601-2-66-2015 | 医疗电气设备. 第2-66部分: 助听器和助听器系统基本安全和基本性能的特殊要求 (IEC 60601-2-66-2012); 德文版本EN 60601-2-66-2013 | Medical electrical equipment - Part 2-66: Particular requirements for the basic safety and essential performance of hearing instruments and hearing instrument systems (IEC 60601-2-66:2012); German version EN 60601-2-66:2013 | 正常
DIN EN 62353-2015 | 医疗电气设备.医疗电气设备的循环试验和维修后试验(IEC 62353-2014);德文版本EN 62353-2014 | Medical electrical equipment - Recurrent test and test after repair of medical electrical equipment (IEC 62353:2014); German version EN 62353:2014 | 正常
DIN EN 60601-2-27-2015 | 医用电气设备.第2-27部分:心电图监护设备基本性能安全性专用要求 (IEC 60601-2-27-2011+Cor.-2012);德文版本EN 60601-2-27-2014 | Medical electrical equipment - Part 2-27: Particular requirements for the basic safety and essential performance of electrocardiographic monitoring equipment (IEC 60601-2-27:2011 + Cor.:2012); German version EN 60601-2-27:2014 | 正常
DIN EN 303203-2-2015 | 电磁兼容性和无线电频谱情况 (ERM). 短程装置 (SRD). 在2 483,5 MHz至2 500 MHz范围内进行操作的医疗人体区域网路系统 (MBANSs). 第2部分: 包含R&TTE指令中的条款3.2的基本要求的协调EN (作为德国标准的英文版本EN 303 203-2 V1.1.1 (2014-11)核准) | Electromagnetic compatibility and Radio spectrum Matters (ERM) - Short Range Devices (SRD) - Medical Body Area Network Systems (MBANSs) operating in the 2 483,5 MHz to 2 500 MHz range - Part 2: Harmonized EN covering the essential requirements of article 3.2 of the R&TTE Directive (Endorsement of the English version EN 303 203-2 V1.1.1 (2014-11) as German standard) | 正常
DIN EN 303203-1-2015 | 电磁兼容性和无线电频谱情况 (ERM). 短程装置 (SRD). 在2 483,5 MHz至2 500 MHz范围内进行操作的医疗人体区域网路系统 (MBANSs). 第1部分: 技术特性和试验方法 (作为德国标准的英文版本EN 303 203-1 V1.1.1 (2014-11)核准) | Electromagnetic compatibility and Radio spectrum Matters (ERM) - Short Range Devices (SRD) - Medical Body Area Network Systems (MBANSs) operating in the 2 483,5 MHz to 2 500 MHz range - Part 1: Technical characteristics and test methods (Endorsement of the English version EN 303 203-1 V1.1.1 (2014-11) as German standard) | 正常
DIN EN 60601-2-5-2016 | 医疗用电气设备.第2-5部分:超声波物理治疗设备基本安全和主要性能的特殊要求(IEC 60601-2-5-2009).德文版本EN 60601-2-5-2015 | Medical electrical equipment - Part 2-5: Particular requirements for the basic safety and essential performance of ultrasonic physiotherapy equipment (IEC 60601-2-5:2009); German version EN 60601-2-5:2015 | 正常
DIN EN 60601-2-34-2015 | 医疗电气设备. 第2-34部分: 侵入性血压监测设备基本安全和基本性能的特殊要求 (IEC 60601-2-34-2011); 德文版本EN 60601-2-34-2014 | Medical electrical equipment - Part 2-34: Particular requirements for the basic safety and essential performance of invasive blood pressure monitoring equipment (IEC 60601-2-34:2011); German version EN 60601-2-34:2014 | 正常
DIN EN 60601-1-3-2014 | 医疗电气设备.第1-3部分:基本安全和重要性能的通用标准.附属标准:X射线诊断设备中的辐射防护(IEC 60601-1-3-2008 + A1-2013).德文版本EN 60601-1-3-2008 + Cor.-2010 | Medical electrical equipment - Part 1-3: General requirements for basic safety and essential performance - Collateral Standard: Radiation protection in diagnostic X-ray equipment (IEC 60601-1-3:2008 + A1:2013); German version EN 60601-1-3:2008 + Cor.:2010 + A1:2013 | 正常
DIN EN 60601-1-9-2014 | 医疗电气设备. 第1-9部分:基本安全和主要性能的一般要求. 辅助标准:环境意识设计要求 (IEC 60601-1-9-2007+A1-2013); 德文版本EN 60601-1-9-2008+A1-2013 | Medical electrical equipment - Part 1-9: General requirements for basic safety and essential performance - Collateral Standard: Requirements for environmentally conscious design (IEC 60601-1-9:2007 + A1:2013); German version EN 60601-1-9:2008 + A1:2013 | 正常
DIN EN 60601-1-8-2014 | 医疗电气设备. 第1-8部分: 基本安全和基本性能的一般要求. 副标准: 医疗电气设备和医疗电气系统警报系统的一般要求, 试验和指南(IEC 60601-1-8-2006 + A1-2012); 德文版本EN 60601-1-8-2007 + Cor. -2010 + A1-2013 | Medical electrical equipment - Part 1-8: General requirements for basic safety and essential performance - Collateral Standard: General requirements, tests and guidance for alarm systems in medical electrical equipment and medical electrical systems (IEC 60601-1-8:2006 + A1:2012); German version EN 60601-1-8:2007 + Cor.:2010 + A1:2013 | 正常
DIN EN 60580-2001 | 医用电气设备.剂量面积求积仪 | Medical electrical equipment - Dose area product meters (IEC 60580:2000); German version EN 60580:2000 | 正常
DIN EN 60601-1-1-2002 | 医用电气设备.第1-1部分:安全通用要求.并列标准:医用电气系统的安全要求 | Medical electrical equipment - Part 1-1: General requirements for safety; Collateral standard: Safety requirements for medical electrical systems (IEC 60601-1-1:2000); German version EN 60601-1-1:2001 | 正常
DIN VDE 0404-3-2005 | 检验电气装置安全性用测试和测量设备.第3部分:医疗电气设备或系统交付前周期性试验和试验用设备 | Testing and measuring equipment for testing the electrical safety of electrical devices - Part 3: Equipment for periodical tests and tests prior to commissioning medical electrical devices or systems | 正常
DIN 13256-6-2002 | 病员用高压氧仓.第6部分:急救室用连接法兰 | Pressure vessels for human occupancy - Part 6: Connecting flange for rescue chambers | 正常
DIN VDE 0750-238-2002 | 医疗电气设备.第238部分:曲柄测力计安全性的特殊要求 | Medical electrical equipment - Part 238: Particular requirements for the safety of crank ergometers | 正常
DIN VDE 0750-224-2003 | 医用电气设备.第224部分:电疗浴池设备安全性特殊要求 | Medical electrical equipment - Part 224: Particular requirements for safety of electromedical bath equipment | 正常
DIN 13256-1-2001 | 病员高压舱.第1部分:分类 | Pressure vessels for human occupancy - Part 1: Classification | 正常
DIN EN 60601-2-22 Berichtigung 1-1997 | DIN EN 60601-2-22技术勘误 |  | 正常
DIN 42802-1989 | 电疗设备用防触摸连接器 | Connector, touch proof, for electromedial application | 正常
DIN VDE 0753-3-1983 | 心脏除纤颤器的使用规则.[VDE 指南] | Rules of application for cardiac defibrillators [VDE Guide] | 正常
DIN VDE 0753-2-1983 | 心脏手术用电气医疗设备使用规则.指南 | Rules relating to intracardiac applications of medical electrical equipment VDE Guide | 正常
DIN EN 60601-1-2013 | 医疗电气设备. 第1部分: 基本安全和基本性能的一般要求. (IEC 60601-1-2005 + Cor. -2006 + Cor. -2007 + A1-2012); 德文版本EN 60601-1-2006 + Cor. -2010 + A1-2013 | Medical electrical equipment.Part 1: General requirements for basic safety and essential performance (IEC 60601-1:2005 + Cor. :2006 + Cor. :2007 + A1:2012); German version EN 60601-1:2006 + Cor. :2010 + A1:2013 | 正常
DIN EN 60601-2-2 Bb.1-2014 | 医疗电气设备. 第2-2部分:高频手术设备和高频手术附件的基本安全和主要性能的特殊要求; 补充件1:高频手术设备. 操作和维护 (IEC/TR 61289-2011) | Medical electrical equipment - Part 2-2: Particular requirements for basic safety and essential performance of high frequency surgical equipment and high frequency surgical accessories; Supplement 1: High frequency surgical equipment - Operation and maintenance (IEC/TR 61289:2011) | 正常
DIN EN 60601-2-64-2018 | 医疗电气设备.第2-64部分:光离子束医疗电气设备基本安全和基本性能的特殊要求(IEC 60601-2-64-2014);德文版本EN 60601-2-64-2015 | Medical electrical equipment - Part 2-64: Particular requirements for the basic safety and essential performance of light ion beam medical electrical equipment (IEC 60601-2-64:2014); German version EN 60601-2-64:2015 | 正常
DIN EN ISO 80601-2-55-2012 | 医用电气设备.第2-55部分:呼吸气体监测器的基本安全和基本性能专用要求(ISO 80601-2-55-2011).德文版本 EN ISO 80601-2-55-2011 | Medical electrical equipment - Part 2-55: Particular requirements for the basic safety and essential performance of respiratory gas monitors (ISO 80601-2-55:2011); German version EN ISO 80601-2-55:2011 | 正常
DIN EN 60601-2-31-2012 | 医疗电气设备.第2-31部分:用内供电源的体外心脏起博器基本安全和基本性能的特殊要求 | Medical electrical equipment - Part 2-31: Particular requirements for basic safety and essential performance of external cardiac pacemakers with internal power source (IEC 60601-2-31:2008 + A1:2011); German version EN 60601-2-31:2008 + A1:2011 | 正常
DIN EN 60976-2011 | 医用电子设备.医用电子加速器.功能性特点(IEC 60976-2007);德文版本EN 60976-2007 | Medical electrical equipment - Medical electron accelerators - Functional performance characteristics (IEC 60976:2007); German version EN 60976:2007 | 正常
DIN EN 60601-2-10-2017 | 医疗电气设备. 神经和肌肉刺激器基本安全和基本性能的特殊要求(IEC 60601-2-10-2012+ A1-2016);德文版本EN 60601-2-10-2015+A1-2016 | Medical electrical equipment - Part 2-10: Particular requirements for the basic safety and essential performance of nerve and muscle stimulators (IEC 60601-2-10:2012 + A1:2016); German version EN 60601-2-10:2015 + A1:2016 | 正常
DIN EN 60601-2-26-2017 | 医疗电气设备.脑电描记器基本安全和基本性能的特殊要求(IEC 62D/1488/CDV-2017);德文版本prEN 60601-2-26-2017 | Medical electrical equipment - Part 2-26: Particular requirements for the basic safety and essential performance of electroencephalograph (IEC 62D/1488/CDV:2017); German version prEN 60601-2-26:2017 | 正常
DIN EN 60601-2-57-2011 | 医疗用电气设备.第2-57部分:对治疗,诊断,检测和美容/美学的非激光光源的基本安全和基本性能的特殊要求(IEC 60601-2-57-2011);德文 | Medical electrical equipment - Part 2-57: Particular requirements for the basic safety and essential performance of non-laser light source equipment intended for therapeutic, diagnostic, monitoring and cosmetic/aesthetic use (IEC 60601-2-57:2011); German version EN 60601-2-57:2011 | 正常
DIN EN 60601-2-29-2009 | 医疗电气设备.第2-29部分:放射线疗法模拟器的一般安全和中药性能用特殊要求 | Medical electrical equipment - Part 2-29: Particular requirements for the basic safety and essential performance of radiotherapy simulators (IEC 60601-2-29:2008); German version EN 60601-2-29:2008 | 正常
DIN EN 60601-1-4-2001 | 医疗电气设备.第1-4部分:安全性一般要求.补充标准:可编程电气医疗系统 | Medical electrical equipment - Part 1-4: General requirements for safety; Collateral standard: Programmable electrical medical systems (IEC 60601-1-4:1996 + A1:1999); German version EN 60601-1-4:1996 + A1:1999 | 正常
DIN EN 60601-2-22-1996 | 医疗电器设备.第2部分:诊断和治疗用激光设备安全性特殊要求 | Medical electrical equipment - Part 2: Particular requirements for the safety of diagnostic and therapeutic laser equipment (IEC 60601-2-22:1995); German version EN 60601-2-22:1996 | 正常
DIN 13256-4-2002 | 病员用高压仓.第4部分:高压氧气疗法用单人高压仓.安全要求和试验 | Pressure vessels for human occupancy - Part 4: One human pressure vessels for hyperbaric therapy; Safety requirements and testing | 正常
DIN VDE 0753-4-2009 | 透析治疗中医疗产品的安全使用指南 | Guideline for the safe use of medical products in dialysis treatment - Text in German and English | 正常
DIN EN 60601-2-39-2008 | 医疗电气设备.第2-39部分:腹膜透析设备基本安全和重要性能的特殊要求 | Medical electrical equipment - Part 2-39: Particular requirements for basic safety and essential performance of peritoneal dialysis equipment (IEC 60601-2-39:2007); German version EN 60601-2-39:2008 | 正常
DIN EN ISO 80601-2-56-2013 | 医疗电气设备. 第2-56部分: 测量体温用临床温度计的基本安全和基本性能的详细要求(ISO 80601-2-56-2009); 德文版本EN ISO 80601-2-56-2012 | Medical electrical equipment - Part 2-56: Particular requirements for basic safety and essential performance of clinical thermometers for body temperature measurement (ISO 80601-2-56:2009); German version EN ISO 80601-2-56:2012 | 正常
DIN EN ISO 10524-1-2006 | 医用气体设备用的压力调节器.第1部分:压力调节器和带流量计设备的压力调节器(ISO 10524-1-2006) | Pressure regulators for use with medical gases - Part 1: Pressure regulators and pressure regulators with flow-metering devices (ISO 10524-1:2006); English version of DIN EN ISO 10524-1:2006-05 | 正常
DIN VDE 0752 Bb.1-2003 | 医用电气设备安全性标准基本要求 | Fundamental aspects of safety standards for medical electrical equipment (IEC/TR3 60513:1994) | 正常
DIN EN 60601-2-40-1998 | 医疗电气设备.第2-40部分:肌电图仪和激发响应设备的安全性特殊要求 | Medical electrical equipment - Part 2-40: Particular requirements for the safety of electromygraphs and evoked response equipment (IEC 60601-2-40:1998); German version EN 60601-2-40:1998 | 正常
JIS T0601-2-64-2016 | 医疗电气设备. 第2-64部分:轻离子束医用电气设备基本安全和基本性能的特殊要求 | Medical electrical equipment -- Part 2-64: Particular requirements for the basic safety and essential performance of light ion beam medical electrical equipment | 正常
JIS T0601-1-2017 | 医用电气设备.第1部分:基本安全和基本性能的通用要求 | Medical electrical equipment -- Part 1: General requirements for basic safety and essential performance | 正常
JIS Z4924-2016 | 医疗诊断用磁共振设备用人体模型 | Phantoms for magnetic resonance equipment for medical diagnosis | 正常
JIS T0601-2-2 ERRATUM 1-2016 | 勘误 | ERRATUM | 正常
JIS T0601-2-207-2015 | 医疗电气设备. 第2-207部分: 氙气射线束治疗设备基本安全和基本性能的特殊要求 | Medical electrical equipment -- Part 2-207: Particular requirements for the basic safety and essential performance of xenon ray beam therapy equipment | 正常
JIS T0601-2-205-2015 | 医疗电气设备. 第2-205部分: 医疗按摩器基本安全和基本性能的特殊要求 | Medical electrical equipment -- Part 2-205: Particular requirements for the basic safety and essential performance of medical practice massager | 正常
JIS T0601-2-204-2015 | 医疗电气设备. 第2-204部分: 气动压缩设备基本安全和基本性能的特殊要求 | Medical electrical equipment -- Part 2-204: Particular requirements for the basic safety and essential performance of pneumatic compression equipment | 正常
JIS T0601-2-201-2015 | 医疗电气设备. 第2-201部分: 水疗法和暖浴疗法设备基本安全和基本性能的特殊要求 | Medical electrical equipment -- Part 2-201: Particular requirements for the basic safety and essential performance of hydrotherapy and warmbaththerapy equipment | 正常
JIS T0601-2-35-2015 | 医疗电气设备. 第2-35部分: 应用于加热的毛毯, 衬垫或床垫及医用加热装置基本安全和主要性能的特殊要求 | Medical electrical equipment -- Part 2-35: Particular requirements for the basic safety and essential performance of heating devices using blankets, pads or mattresses and intended for heating in medical use | 正常
JIS T0601-2-10-2015 | 医用电气设备. 第2-10部分: 神经和肌肉刺激器基本安全和基本性能的特殊要求 | Medical electrical equipment -- Part 2-10: Particular requirements for the basic safety and essential performance of nerve and muscle stimulators | 正常
JIS T0601-2-2-2014 | 医用电气设备. 第2-2部分: 高频手术设备和高频手术附件基本安全与基本性能的特殊要求 | Medical electrical equipment -- Part 2-2: Particular requirements for the basic safety and essential performance of high frequency surgical equipment and high frequency surgical accessories | 正常
JIS T80601-2-60-2014 | 医用电气设备. 第2-60部分: 牙科设备基本安全和基本性能的特殊要求 | Medical electrical equipment -- Part 2-60: Particular requirements for the basic safety and essential performance of dental equipment | 正常
JIS T80601-2-61-2014 | 医用电气设备. 第2-61部分: 脉搏血氧计设备基本安全和基本性能的特殊要求 | Medical electrical equipment -- Part 2-61: Particular requirements for basic safety and essential performance of pulse oximeter equipment | 正常
JIS T80601-2-55-2014 | 医用电气设备. 第2-55部分: 呼吸气体检测基本安全和基本性能的特殊要求 | Medical electrical equipment -- Part 2-55: Particular requirements for the basic safety and essential performance of respiratory gas monitors | 正常
JIS T0601-2-25-2014 | 医用电气设备. 第2-25部分: 心电图仪基本安全和基本性能的特殊要求 | Medical electrical equipment -- Part 2-25: Particular requirements for the basic safety and essential performance of electrocardiographs | 正常
JIS T61267-2014 | 医疗诊断X射线设备.特征测定中使用的辐射条件 | Medical diagnostic X-ray equipment -- Radiation conditions for use in the determination of characteristics | 正常
JIS T0601-2-16-2014 | 医用电气设备.第2-16部分:血液透析设备、血液全过滤设备和血液过滤设备基本安全性和基本性能的详细要求 | Medical electrical equipment -- Part 2-16: Particular requirements for the basic safety and essential performance of haemodialysis, haemodiafiltration and haemofiltration equipment | 正常
JIS T60601-2-65-2014 | 医疗电气设备.第2-65部分:牙科口腔内X射线设备基本安全性和基础性能详细要求 | Medical electrical equipment -- Part 2-65: Particular requirements for the basic safety and essential performance of dental intra-oral X-ray equipment | 正常
JIS T60601-2-63-2014 | 医疗电气设备.第2-63部分:牙科口腔外X射线设备基本安全性和基础性能详细要求 | Medical electrical equipment -- Part 2-63: Particular requirements for the basic safety and essential performance of dental extra-oral X-ray equipment | 正常
JIS T80601-2-61 ERRATUM 1-2017 | 勘误 | ERRATUM | 正常
JIS Z4620-1999 | 遥控后负荷治疗设备安全的特殊要求 | Particular requirements for the safety of remote-controlled afterloading therapy equipment | 正常
JIS T1206-1992 | 计算机辅助视野计 | Computer-aided perimeters | 正常
JIS T1203-1998 | 脑电图仪 | Electroencephalographs | 正常
JIS T0601-2-24-2005 | 医用电气设备.第2-24部分:输液泵和控制器安全专用要求 | Medical electrical equipment -- Part 2-24: Particular requirements for the safety of infusion pumps and controllers | 正常
JIS T0601-1-1-2005 | 医用电气设备.第1-1部分:安全的一般要求.辅助标准:医用电气系统的安全要求 | Medical electrical equipment -- Part 1-1: General requirements for safety -- Collateral standard: Safety requirements for medical electrical systems | 正常
JIS T0601-2-21-2005 | 医用电气设备.婴儿辐射保暖箱安全专用要求 | Medical electrical equipment -- Particular requirements for the safety of infant radiant warmers | 正常
JIS T0601-2-40-2005 | 医用电气设备.第2-40部分:肌电图描记器和诱发反应设备安全专用要求 | Medical electrical equipment -- Part 2-40: Particular requirements for the safety of electromyographs and evoked response equipment | 正常
JIS Z4950-1995 | 医疗诊断用磁共振设备的图形符号和标记 | Graphical symbols and sign for magnetic resonance equipment for medical diagnosis | 正常
JIS T1301-1991 | 病人监护仪用通用要求 | General requirements for patient monitors | 正常
JIS T1190-1987 | 稳定性测量仪 | Stabilometers | 正常
JIS T1117-1988 | 能走动式心电图记录系统（霍尔特系统） | Ambulatory ECG recording system (holter system) | 正常
NF S97-518-10442-2017 | 健康信息学.个人保健装置通信.第10442部分:装置专业化.力量健身器材 | Health informatics - Personal health device communication - Part 10442 : device specialization - Strength fitness equipment | 正常
NF S97-518-10441-2017 | 健康信息学.个人保健装置通信.第10441部分:装置专业化.心血管机能和活动监控 | Health informatics - Personal health device communication - Part 10441 : device specialization - Cardiovascular fitness and activity monitor | 正常
NF Z84-537-2017 | 运行频段为401 MHz至402 MHz和405 MHz至406 MHz的超低功率医疗数据服务(MEDS)系统. 包含2014/53/EU指令第3.2条基本要求的协调标准(V2.1.1) | Ultra Low Power Medical Data Service (MEDS) Systems operating in the frequency range 401 MHz to 402 MHz and 405 MHz to 406 MHz - Harmonised Standard covering the essential requirements of article 3.2 of the Directive 2014/53/EU (V2.1.1) | 正常
NF C74-502-1-2016 | 外科植入物.植入式速效医疗器件.由厂商提供的安全性、标记和信息的一般要求 | Implants for surgery - Active implantable medical devices - Part 1 : general requirements for safety, marking and for information to be provided by the manufacturer | 正常
NF C74-011/A12-2016 | 医疗电气设备. 第1部分: 基本安全和基本性能的通用要求 | Medical electrical equipment - Part 1 : general requirements for basic safety and essential performance | 正常
NF C74-266-2016 | 医疗电气设备. 第2-66部分: 助听器和助听器系统的基本安全和基本性能的详细要求 | Medical electrical equipment - Part 2-66 : particular requirements for the basic safety and essential performance of hearing instruments and hearing instrument systems | 正常
NF C74-380-2016 | 医用电气设备.第2-49部分:多功能病人监测设备基本安全和基本性能的特殊要求 | Medical electrical equipment - Part 2-49 : particular requirements for basic safety and essential performance of multifunction patient monitoring equipment | 正常
NF C74-348-2015 | 医用电气设备.第2-47部分:不卧床的心电描记系统安全（包括主要性能）的特殊要求 | Medical electrical equipment - Part 2-47 : particular requirements for the basic safety and essential performance of ambulatory electrocardiographic systems | 正常
NF C74-342-2015 | 医疗电气设备. 第2-26部分: 脑电图机基本安全和基本性能的特殊要求 | Medical electrical equipment - Part 2-26 : particular requirements for the basic safety and essential performance of electroencephalographs | 正常
NF C74-373-2015 | 医疗电气设备. 第2-36部分: 体外诱导碎石机基本安全和基本性能的特殊要求 | Medical electrical equipment - Part 2-36 : particular requirements for the basic safety and essential performance of extracorporeally induced lithotripsy | 正常
NF S95-174-2014 | 麻醉和呼吸器. 医疗气体设备用低压软管组件 | Anaesthetic and respiratory equipment - Low-pressure hose assemblies for use with medical gases | 正常
NF C74-349-2014 | 医疗用电气设备.第2-27部分:心脏监测仪的包括主要性能的安全的特殊要求 | Medical electrical equipment - Part 2-27 : particular requirements for the basic safety and essential performance of electrocardiographic monitoring equipment | 正常
NF C74-388-2011 | 医疗电气设备.第2-30部分:自动循环非侵入式血压监测仪的包括主要性能的安全性详细要求 | Medical electrical equipment - Part 2-30 : particular requirements for the basic safety and essential performance of automated non-invasive sphygmomanometers. | 正常
NF C74-325-2010 | 医疗用电气设备.第2-41部分:外科光源和诊断光源基本安全性和必要性能的详细要求 | Medical electrical equipment - Part 2-41 : particular requirements for basic safety and essential performance of surgical luminaires and luminaires for diagnosis. | 正常
NF C74-394-2010 | 医用电气设备.第2-59部分:人体发热温度筛选用筛选温度记录仪必要性能和基本安全性的详细要求 | Medical electrical equipment - Part 2-59 : particular requirements for basic safety and essential performance of screening thermographs for human febrile temperature screening. | 正常
NF S97-103-2010 | 非侵害性血压计.第3部分:电-机血压测量系统的补充要求 | Non-invasive sphygmomanometers - Part 3 : supplementary requirements for electro-mechanical blood pressure measuring systems. | 正常
NF C74-390-1985 | 医用电气设备.除心电图 (ecg) 以外的生物电位诊断仪.安全要求和诊断仪的操作 | Electromedical equipment. Diagnostic equipment from biopotentials other than cardiographic (ecg). Requirements for safety and operation for such equipment. | 正常
NF C74-371-2015 | 医疗用电气设备.第2-5部分:超声波物理治疗设备基本安全和主要性能的特殊要求 | Medical electrical equipment - Part 2-5 : particular requirements for basic safety and essential performance of ultrasonic physiotherapy equipment | 正常
NF C74-209-1991 | 医疗电气设备.1 MeV至50 MeV范围的医疗电子加速器.功能特性指南 | Medical electrical equipment - Medical electron accelerators in the range of 1 MeV to 50 MeV - Guidelines for functional performance characteristics | 正常
NF C74-327-2008 | 医疗用电气设备.第2-39部分:腹膜透析仪的基本安全和重要性能的特殊要求 | Medical electrical equipment - Part 2-39 : particular requirements for basic safety and essential performance of peritoneal dialysis equipment. | 正常
NF C74-018/A1-2006 | 医用电气设备.第1-8部分:安全性一般要求.并列标准.医疗电气设备和医疗电气系统中警报系统的一般要求、试验和指南 | Medical electrical equipment - Part 1-8 : general requirements for safety - Collateral standard : general requirements, tests and guidance for alarm systems in medical electrical equipment and medical electrical systems. | 正常
NF C74-206-2006 | 医疗电气设备.放射性核成像设备的特性和试验条件.γ射线照相机 | Medical electrical equipment - Characteristics and test conditions of radionuclide imaging devices - Anger type gamma cameras. | 正常
NF C74-018-2005 | 医用电气设备.第1-8部分:安全的一般要求.并列标准.医疗电气设备和医疗电气系统中警报系统的一般要求、试验和指南 | Medical electrical equipment - Part 1-8 : general requirements for safety - Collateral standard : general requirements, tests and guidance for alarm systems in medical electrical equipment and medical electrical systems. | 正常
NF C74-348-2005 | 医用电气设备.第2-47部分:不卧床的心电描记系统安全（包括主要性能）的特殊要求 | Medical electrical equipment - Part 2-47 : Particular requirements for the safety, including essential performance, of ambulatory electrocardiographic systems. | 正常
NF C74-380-2005 | 医用电气设备.第2-49部分:多功能病人监测设备安全的特殊要求 | Medical electrical equipment - Part 2-49 : particular requirements for the safety of multifunction patient monitoring equipment | 正常
NF C74-010/A2-1993 | NF C 74-010-1983的修改件2 |  | 正常
NF C74-382-2005 | 医用电气设备.第2-34部分:直接血压监测设备安全的特殊要求（包括基本性能） | Medical electrical equipment - Part 2-34 : particular requirements for the safety, including essential performance, of invasive blood pressure monitoring equipment. | 正常
NF C74-305/A1-2005 | 医用电气设备.第2-25部分:心电图机安全专用要求. | Medical electrical equipment - Part 2-25 : particular requirements for the safety of electrocardiographs. | 正常
NF C74-369-1990 | 医疗用电气设备.第2部分:电休克治疗仪安全的特殊要求 | Medical electrical equipment. Part 2 : particular requirements for safety of electroconvulsive therapy equipment. | 正常
NF S97-500-2003 | 医疗信息学.医疗用分析仪与试验室信息系统的接口.使用剖面 | Health informatics - Clinical analyser interfaces to laboratory information systems - Use profiles. | 正常
NF C74-342-2005 | 医用电气设备.第2-26部分:脑电图机安全的特殊要求 | Medical electrical equipment - Part 2-26 : particular requirements for the safety of electroencephalographs. | 正常
NF C74-103-2004 | 医用电气设备.剂量面积仪 | Medical electrical equipment - Dose area product meters. | 正常
NF C74-015-1999 | 医疗用电气设备.第1部分:安全的一般要求.附属标准 4: 可编程的医疗用电系统 | Medical electrical equipment - Part 1 : general requirements for safety - 4 - Collateral standard : programmable electrical medical systems. | 正常
NF C74-015/A1-2005 | 医用电气设备.第1-4部分:安全通用要求.并列标准:程序可控的医用电气系统 | Medical electrical equipment - Part 1-4 : general requirements for safety - Collateral standard : programmable electrical medical systems. | 正常
NF C74-373-2002 | 医疗用电气设备.第2部分:体外感应碎石机安全性的特殊要求 | Medical electrical equipment - Part 2 : particular requirements for the safety of equipment for extracorporeally induced lithotripsy. | 正常
NF C74-031-2002 | 医疗用电气设备.第3-1部分:经皮氧分压和二氧化碳分压监测设备的基本性能要求 | Medical electrical equipment - Part 3-1 : essential performance requirements for transcutaneous oxygen and carbon dioxide partial pressure monitoring equipment. | 正常
NF C74-393-2000 | 医疗用电气设备.第2-40部分:肌电图仪和唤起反应设备安全性的特殊要求 | Medical electrical equipment - Part 2-40 : particular requirements for the safety of electromyographs and evoked response equipments. | 正常
NF C74-385-2005 | 医用电气设备.第2-51部分:单道和多道心电描记器记录和分析的安全(包括基本特性)的特殊要求 | Medical electrical equipment - Part 2-51 : particular requirements for safety, including essential performance, of recording and analysing single channel and multichannel electrocardiographs. | 正常
NF C74-381/A3-1991 | NF C 74-381-1985的修改件3 |  | 正常
NF C74-502-1-1998 | 植入式速效医疗器件.第1部分:由厂商提供的安全性、标记和资料的一般要求 | Active implantable medical devices. Part 1 : general requirements for safety, marking and information to be provided by the manufacturer. | 正常
NF C74-381/A2-1989 | NF C 74-381-1985的修改件2 |  | 正常
NF C74-300-1973 | 医用电气设备.一般要求 | Electromedical equipment. General requirements. | 正常
NF C74-383/A1-1986 | NF C 74-383-1986的修改件1 |  | 正常
NF C74-010-1983 | 医用电气设备.医疗电器的安全.第1部分：一般规则 | ELECTROMEDICAL EQUIPMENT. SAFETY OF MEDICAL ELECTRICAL EQUIPMENT. PART 1 : GENERAL REQUIREMENTS. | 正常
NF C74-010/A1-1986 | C74-010-83的补充1 |  | 正常
NF S95-186-2-69-2014 | 医疗电气设备. 第2-69部分: 氧浓缩器设备的基本安全和基本性能的通用要求 | Medical electrical equipment - Part 2-69 : particular requirements for basic safety and essential performance of oxygen concentrator equipment | 正常
NF C74-011/A1-2014 | 医疗电气设备. 第1部分: 基本安全和基本性能的通用要求 | Medical electrical equipment - Part 1 : general requirements for basic safety and essential performance | 正常
NF S97-101-2-2014 | 非侵入式血压计. 第2部分: 自动测量类型的临床研究 | Non-invasive sphygmomanometers - Part 2 : clinical investigation of automated measurement type | 正常
NF C74-019/A1-2014 | 医疗电气设备. 第1-9部分: 基本安全和主要性能的通用要求. 辅助标准: 环境意识设计要求 | Medical electrical equipment - Part 1-9 : general requirements for basic safety and essential performance - Collateral Standard : requirements for environmentally conscious design | 正常
FD S90-155-2016 | 压缩医疗气体和真空管道. 设计和交付验收的附加要素 | Pipeline for compressed medical gases and vacuum - Additional elements for design and delivery acceptance | 正常
NF C74-018/A1-2013 | 医疗电气设备 - 第1-8部分: 基本安全和主要性能的通用要求 - 辅助标准: 在医疗电气设备和医疗电气系统中警报系统的通用要求, 试验和指南 | Medical electrical equipment - Part 1-8 : general requirements for basic safety and essential performance - Collateral Standard : general requirements, tests and guidance for alarm systems in medical electrical equipment and medical electrical systems | 正常
NF C74-014/A1-2013 | 医疗电气设备 - 第1-3部分: 基本安全和主要性能的通用要求 - 辅助标准: 诊断X射线设备的辐射防护 | Medical electrical equipment - Part 1-3 : general requirements for basic safety and essential performance - Collateral standard : radiation protection in diagnostic X-ray equipment | 正常
NF C74-204-2013 | 医疗电气设备 - X射线诊断影像中使用的电离室和/或半导体探测器剂量计 | Medical electrical equipment - Dosimeters with ionization chambers and/or semiconductor detectors as used in X-ray diagnostic imaging | 正常
NF C74-341-2013 | 医疗电气设备. 第2-22部分: 外科, 美容, 治疗和诊断激光设备的基本安全和基本性能的详细要求 | Medical electrical equipment - Part 2-22 : particular requirements for basic safety and essential performance of surgical, cosmetic, therapeutic and diagnostic laser equipment | 正常
NF C74-266-2013 | 医疗电气设备. 第2-66部分: 助听器和助听器系统的基本安全和基本性能的详细要求 | Medical electrical equipment - Part 2-66 : particular requirements for the basic safety and essential performance of hearing instruments and hearing instrument systems | 正常
NF S95-186-2-13-2013 | 医疗电气设备 - 第2-13部分: 麻醉工作站基本安全和主要性能的专用要求 | Medical electrical equipment - Part 2-13 : particular requirements for basic safety and essential performance of an anaesthetic workstation | 正常
NF C74-358-2012 | 医疗电气设备. 第2-57部分: 预期供治疗, 诊断, 监测和美容/美学使用非激光光源设备的基本安全和基本性能的详细要求. | Medical electrical equipment - Part 2-57 : particular requirements for basic safety and essential performance of non-laser light source equipment intended for therapeutic, diagnostic, monitoring and cosmetic/aesthetic use. | 正常
NF C74-308/A1-2012 | 医疗电气设备 - 第2-31部分: 带有内部电源的体外式心脏起搏器基本安全和主要性能的特殊要求. | Medical electrical equipment - Part 2-31 : particular requirements for the basic safety and essential performance of external cardiac pacemakers with internal power source. | 正常
NF C74-335/A11-2012 | 医疗电气设备 - 第2-37部分: 超声波医疗诊断和监测设备基本安全和主要性能的特殊要求 | Medical electrical equipment - Part 2-37 : particular requirements for the basic safety and essential performance of ultrasonic medical diagnostic and monitoring equipment | 正常
NF S95-158-2011 | 医用电气设备.第2-61部分:脉搏血氧仪设备的基本安全和基本性能的特殊要求 | Medical electrical equipment - Part 2-61 : particular requirements for basic safety and essential performance of pulse oximeter equipment. | 正常
NF C74-330/A11-2012 | 医疗电气设备 - 第2-35部分: 应用于加热的毛毯, 衬垫或床垫及医用加热装置基本安全和主要性能的特殊要求. | Medical electrical equipment - Part 2-35 : particular requirements for the basic safety and essential performance of heating devices using blankets, pads and mattresses and intended for heating in medical use. | 正常
NF C74-350/A11-2012 | 医疗电气设备 - 第2-50部分: 婴儿光疗设备基本安全和主要性能的特殊要求. | Medical electrical equipment - Part 2-50 : particular requirements for the basic safety and essential performance of infant phototherapy equipment. | 正常
NF C74-331-2012 | 医疗电气设备 - 第2-46部分: 操作台基本安全和主要性能的特殊要求. | Medical electrical equipment - Part 2-46 : particular requirements for basic safety and essential performance of operating tables. | 正常
NF C74-327/A11-2012 | 医疗电气设备. 第2-39部分: 腹膜透析设备基本安全和基本性能的详细要求. | Medical electrical equipment - Part 2-39 : particular requirements for basic safety and essential performance of peritoneal dialysis equipment. | 正常
NF C74-122/A11-2012 | 医疗电气设备 - 第2-33部分: 医疗诊断用磁共振设备基本安全和主要性能的特殊要求. | Medical electrical equipment - Part 2-33 : particular requirements for the basic safety and essential performance of magnetic resonance equipment for medical diagnosis. | 正常
NF C74-213/A11-2012 | 医疗电气设备 - 第2-29部分: 放射疗法模拟器基本安全和主要性能的特殊要求. | Medical electrical equipment - Part 2-29 : particular requirements for the basic safety and essential performance of radiotherapy simulators. | 正常
NF C74-325/A11-2012 | 医疗电气设备 - 第2-41部分: 手术照明灯具和诊断用照明灯具基本安全和主要性能的专用要求. | Medical electrical equipment - Part 2-41 : particular requirements for basic safety and essential performance of surgical luminaires and luminaires for diagnosis. | 正常
NF C74-340-2012 | 医疗电气设备.第2-4部分:心脏除颤器基本安全性和必要性能的详细要求 | Medical electrical equipment - Part 2-4 : particular requirements for basic safety and essential performance of cardiac defibrillators. | 正常
UL 60601-1-2003 | 医用电器设备.第1部分:安全性的一般要求 | UL Standard for Safety Medical Electrical Equipment@ Part 1: General Requirements for Safety (First Edition; Reprint with Revisions Through and Including April 26@ 2006) | 正常
UL 60601-1 (ND)-2003 | UL 60601-1医疗电气设备的国家差异. 第1部分: 安全性的通用要求 (第一版; 通过和包括2006年4月26日的修订再版) | National Differences For UL 60601-1 Medical Electrical Equipment@ Part 1: General Requirements for Safety (First Edition; Reprint with revisions through and including April 26@ 2006) | 正常
UL 1069-2007 | 医院信号和护士呼叫设备 | UL Standard for Safety Hospital Signaling and Nurse Call Equipment (Seventh Edition; Reprint with Revisions Through and Including June 8@ 2018) | 正常
GB 9706.8-2009 | 医用电气设备 第2-4部分:心脏除颤器安全专用要求 | Medical electrical equipment-Part2-4:Particular requirements for the safety of cardiac defibrillators | 正常
GB 11243-2008 | 医用电气设备.第2部分:婴儿培养箱安全专用要求 | Medical electrical equipment.Part 2:Particular requirements for safety of baby incubators | 正常
GB 10793-2000 | 医用电气设备 第2部分;心电图机安全专用要求 | Medical electrical equipment Part 2: Particular requirements for the safety of electrocardiographs | 正常
GB 11243-2000 | 医用电气设备 第2部分:婴儿培养箱安全专用要求 |  | (作废)
GB 9706.25-2005 | 医用电气设备 第2部分;心电监护设备安全专用要求 | Medical electrrical equipment Part 2: Particular requirements for the safety of electrocardiographic monitoring equipment | 正常
GB 9706.27-2005 | 医用电气设备 第2-24部分;输液泵和输液控制器安全专用要求 | Medical electrical equipments.Part 2-24: Particular requirements for the safety of infusion pumps and controllers | 正常
GB 9706.26-2005 | 医用电气设备 第2-26部分;脑电图机安全专用要求 | Medical electrical equipment.Part 2: Particular requirements for the safety of electroencephalographs | 正常
GB 9706.8-1995 | 医用电气设备 第二部分:心脏除颤器和心脏除颤器监护仪的专用安全要求 |  | (作废)
GB 9706.22-2003 | 医用电气设备 第2部分;体外引发碎石设备安全专用要求 | Medical electrical equipment--Part 2: Particular requirements for the safety of equipment for extracorporeally induced lithotripsy | 正常
YY/T 1546-2017 | 用于SPECT成像CT衰减校正的试验方法 |  | 正常
JJF 1149-2014 | 心脏除颤器校准规范 | Calibration Specification for Cardiac Defibrillators | 正常
YY 1139-2013 | 心电诊断设备 | Diagnostic electrocardiographic devices | 正常
YY 0896-2013 | 医用电气设备 第2部分:肌电及诱发反应设备安全专用要求 | Medical electrical equipment-Part 2:Particular requirments for the safety of electromyograohs and evoked response equipment | 正常
YY 0885-2013 | 医用电气设备第2部分：动态心电图系统安全和基本性能专用要求 | Medical electrical equipment.Part 2:Particular requirements for the safety, including essential performance of ambulatory electrocardiographic systems | 正常
JJF 1383-2012 | 便携式血糖分析仪校准规范 | Calibration Specification for Portable Blood Glucose Meters | 正常
JJG 714-2012 | 血细胞分析仪检定规程 | Verification Regulation of Blood Cell Analyzers | 正常
YY 0828-2011 | 心电监护仪电缆和导联线 | ECG cables and leadwires | 正常
YY 0827-2011 | 医用电气设备 第2部分:转运培养箱安全专用要求 | Medical electrical equipment-Part 2:Particular requirements for the safety of transport incubators | 正常
YY 0455-2011 | 医用电气设备.第2部分：婴儿辐射保暖台安全专用要求 | Medical electrical equipment.Part 2:Particular requirements for the safety of infant radiant warmers | 正常
YY 0784-2010 | 医用电气设备 医用脉搏血氧仪设备基本安全和主要性能专用要求 | Medical electrical equipment.Particular requirements for the basic safety and essential performance of pulse oximeter equipement for medical use | 正常
YY 0783-2010 | 医用电气设备 第2-34部分：有创血压监测设备的安全和基本性能专用要求 | Medical electrical equipment.Part 2-34:Particular requirements for the safety,including essential performance,of invasive blood pressure monitoring equipments | 正常
YY 0782-2010 | 医用电气设备.第2-51部分:记录和分析型单道和多道心电图机安全和基本性能专用要求 | Medical electrical equipment.Part 2-51:Particular requirements for safety-including essential performance, of recording and analysing single channel and multichannel of electrocardiographs | 正常
YY 0781-2010 | 血压传感器 | Blood pressure transducers | 正常
YY/T 0482-2010 | 医用成像磁共振设备 主要图像质量参数的测定 | Magnetic resonance equipment for medical imaging.Part 1:Determination of essential image quality parameters | 正常
YY 0785-2010 | 临床体温计 连续测量的电子体温计性能要求 | Clinical thermometers.Performance of electrical thermometers for continuous measurement | 正常
JJF 1392-2013 | 动态（可移动）心电图机型式评价大纲 | Program of Pattern Evaluation of Ambulatory Electrocardiographs | 正常
JJF 1393-2013 | 心电监护仪型式评价大纲 | Program of Pattern Evaluation of Electrocardiographic Monitors | 正常
YY/T 1143-2008 | 电桥式阻抗血流图仪 | Bridge type impedance blood flow recorder | 正常
YY/T 1078-2008 | 直接式阻抗血流图仪 | Direct impedance blood flow recorder | 正常
YY 1079-2008 | 心电监护仪 | Electrocardiographic monitors | 正常
YY 0001-2008 | 体外引发碎石设备技术要求 | Technical requirements of equipment for extracorporeally induced lithotripsy | 正常
YY 0668-2008 | 医用电气设备.第2-49部分：多参数患者监护设备安全专用要求 | Medical electrical equipment-Part 2-49:Particular requiremens for the safety of multifunction patient monitoring equipment | 正常
YY 0667-2008 | 医用电气设备.第2-30部分：自动循环无创血压监护设备的安全和基本性能专用要求 | Medical electrical equipment—Part 2-30:Particular requirements for the safety,including essential performance,of automatic cycling non-invasive blood pressure monitoring equipment | 正常
YY 0602-2007 | 测量、控制和试验室用电气设备的安全使用热空气或热惰性气体处理医用材料及供试验室用的干热灭菌器的特殊要求 | Safety requirements for electrical equipment for measurement,control, and laboratory use-Part 2-043:Particular requirements for bry heat sterilizers using either hot air or hot inert gas for the treeatment of medical materials,and for laboratory processes | 正常
YY/T 0196-2005 | 一次性使用心电电极 | Disposable ECG electrodes | 正常
JJF 1391-2013 | 心电图机型式评价大纲 | Program of Pattern Evaluation of Electrocardiograph | 正常
JJF 1390-2013 | 脑电图机型式评价大纲 | Program of Pattern Evaluation of Electroencephalographs | 正常
JJF 1389-2013 | 数字心电图机型式评价大纲 | Program of Pattern Evaluation of Digital Electrocardiographs | 正常
JJF 1388-2013 | 数字脑电图机及脑电地形图仪型式评价大纲 | Program of Pattern Evaluation of Digital Electroencephalogram Mapping & Brain Activity Mapping | 正常
JJG 1016-2006 | 心电监护仪检定仪检定规程 | Verification Regulation of Calibration Device for Electric Cardiac Monitor | 正常
YY 91079-1999 | 心电监护仪 | Electro cardiac moniting equipment | (作废)
YY 0455-2003 | 医用电气设备 第2部分:婴儿辐射保暖台安全专用要求 | Medical electrical equipment -- Part 2: Particular requirements for the safety of infant radiant warmers | (作废)
JJF 1213-2008 | 肺功能仪校准规范 | Calibration Specification for the Pulmonary Function Measuring Instrument | 正常
ZB C39004-1988 | 心电监护仪 |  | (作废)
JJG 589-2008 | 医用电子加速器辐射源检定规程 | Verification Regulationof Medical Electron Accelerator Radiation Source | 正常
GA 544-2005 | 多道心理测试系统通用技术规范 | General specification for polygraph system | 正常
JJG 543-2008 | 心电图机检定规程 | Verification Regulation of Electrocardiograph | 正常
YY 91146-1999 | 医用光学仪器照度测试方法 | Test method of illumination intensity for medical optical instrument | (作废)
YY 1139-2000 | 单道和多道心电图机 | Single and multichannel electrocardiograph | (作废)
YY/T 0196-1994 | 一次性使用心电电极 |  | (作废)
YY/T 0195-1994 | 心电图机可靠性试验方法 | Reliability test method for electrocardiogram machine | 正常
YY 91143-1999 | 电桥式阻抗血流图仪 |  | (作废)
YY 91078-1999 | 直接式阻抗血流图仪 | Direct impedance blood flow recorder | (作废)
YY/T 0482-2004 | 医用诊断用磁共振设备技术要求及试验方法 | Technical requirements and test methods for magnetic resonance equipment for medical diagnosis | (作废)
YY 0001-1990 | 体外冲击波碎石机通用技术条件 |  | (作废)
YY 0165-1994 | 热垫式治疗仪 |  | (作废)
YY 0089-1992 | 病人监护系统专用安全要求 |  | (作废)
JB/T 5230-1991(2017) | 生理记录仪通用技术条件 | General technical conditions for physiological recorder | 正常